{"text_format":"1","workbook":"xlsx","n_sheets":5,"sheets":["Instructions","Model & Facility Data Matrix","Required Facility Asset Fields ","Sample Facility Data File","KTR Facility Data File"],"not_rendered":{"charts":0,"images":27,"macros":1,"external_links":0,"defined_names":3,"comments":0,"pivot_tables":0},"unopened":[],"bounds":{"document_bytes":16777216,"sheet_cells":100000,"rows_first":2000,"rows_last":500,"rows_between":2000,"halvings":0,"cell_chars":16384,"cell_head_chars":4096},"cells_cut":0,"cells_raw":0,"read":"whole","date_system":"1900"}

{"sheet":"Instructions","index":0,"n_rows":346,"n_cols":8,"rows_kept":346,"cut":false,"hidden":false,"merged":[[251,3,251,4],[276,3,278,3],[279,3,281,3],[282,3,283,3],[284,3,287,3],[262,3,262,4],[287,4,287,5],[281,4,281,5],[280,4,280,5],[278,4,278,5],[285,4,285,5],[277,4,277,5],[231,3,231,4],[58,3,60,3],[61,3,63,3],[64,3,65,3],[66,3,67,3],[68,3,69,3],[70,3,71,3],[176,3,178,3],[179,3,181,3],[182,3,184,3],[185,3,187,3],[188,3,190,3]]}
[]
[]
[]
[]
[]
[]
[]
[]
[null,"eOMSI Facility Data Workbook (FDW)"]
[null,"Version:",null,null,"2020-11-04"]
[null,"TABLE OF CONTENTS"]
[null,"1. General Workbook Overview"]
[null,null,1.1000000000000001,"Model & Facility Data Matrix Tab"]
[null,null,1.2,"Required Facility Asset Fields Tab"]
[null,null,1.3,"KTR Sample Facility Data File Tab"]
[null,null,1.4,"KTR Facility Data File Tab"]
[null,"2. Model and Facility Data Matrix Instructions"]
[null,null,2.1,"Model & Facility Data Matrix Tab Overview"]
[null,null,2.2000000000000002,"Non-BIM Project Instructions"]
[null,null,2.2999999999999998,"BIM Project Instructions"]
[null,"3. KTR Facility Data File Instructions"]
[null,null,3.1,"Facility Data File Overview"]
[null,null,3.2,"Non-BIM Project Instructions"]
[null,"4. FDW Submittal Naming Convention"]
[null,null,4.0999999999999996,"Model & Facility Data Matrix Tab Submittals"]
[null,null,4.2,"KTR Facility Data File Tab Submittals"]
[null,"1. General Workbook Overview"]
[null,null,1.1000000000000001,"Model & Facility Data Matrix Tab"]
[null,null,null,null,"This tab identifies the MASTERSYSTEM, SYSTEM and SUBSYSTEM based on the project scope.  This tab is completed by the Designer of Record (DOR) in coordination with Public Works (PW) Facility Management Division (FMD)."]
[null,null,1.2,"Required Facility Asset Fields Tab"]
[null,null,null,null,"Provides explanations for each of the 35 Required Facility Asset Fields."]
[null,null,null,null,"KTR/DOR are required to populate their respective asset fields."]
[null,null,1.3,"KTR Sample Facility Data File Tab"]
[null,null,null,null,"This spreadsheet shows an example of a partially completed KTR Facility Data File illustrating the mandatory fields to be completed."]
[null,null,1.4,"KTR Facility Data File Tab"]
[null,null,null,null,"This spreadsheet is completed by the KTR and submitted to the Government per the project scope and as the facility is constructed."]
[null,"2. Model & Facility Data Matrix Instructions"]
[null,null,2.1,"Model & Facility Data Matrix Tab Overview"]
[null,null,null,"The Model & Facility Data Matrix tab has two sections:"]
[null,null,null,null,"Section 1 - MASTERSYSTEM, SYSTEM, SUBSYSTEM Name "]
[null,null,null,null,"Section 2 - Required Facility Asset Fields"]
[null,null,null,"MASTERSYSTEM, SYSTEM, SUBSYSTEM Name Section"]
[]
[]
[]
[]
[]
[]
[]
[]
[]
[]
[]
[]
[]
[]
[]
[]
[null,null,null,null,"Identifies if the project is a BIM project (\"Yes\" or \"No\") For Design-Build (DB) Only"]
[null,null,null,null,"Editable: Yes - Select \"Yes\" or \"No\""]
[null,null,null,null,"Edited By: DOR"]
[null,null,null,null,"Indicates if the MASTERSYSTEM, SYSTEM or SUBSYSTEM is within the Scope of the project (\"Yes\" or \"No\")"]
[null,null,null,null,"Editable: Yes - Select \"Yes\" or \"No\""]
[null,null,null,null,"Edited By: DOR"]
[null,null,null,null,"This is the CLASSIFICATION ID and is used for organization only"]
[null,null,null,null,"Editable: No"]
[null,null,null,null,"The MASTERSYSTEM, SYSTEM and SUBSYSTEM names that will be used to populate the MASTERSYSTEM, SYSTEM and SUBSYSTEM cells in the KTR Facility Data File"]
[null,null,null,null,"Editable: No"]
[null,null,null,null,"System Type is used for organization only"]
[null,null,null,null,"Editable: No"]
[null,null,null,null,"Unit of Measure (UOM)"]
[null,null,null,null,"Editable: No"]
[]
[null,null,2.1,"Model & Facility Data Matrix Tab Overview (cont.)"]
[null,null,null,"Required Facility Asset Fields Section "]
[]
[]
[]
[]
[]
[]
[null,null,null,null,null,null,null," "]
[]
[]
[]
[]
[]
[]
[]
[]
[null,null,null,null,"Required Facility Asset Field position number"]
[null,null,null,null,"Required Facility Asset Field name"]
[null,null,null,null,"Grayed out row indicates that the MASTERSYSTEM, SYSTEM and SUBSYSTEM is not in the scope of the project (In Scope cell is \"No\"). Setting the In Scope cell to \"No\" will automatically gray out the corresponding Required Facility Asset Fields."]
[null,null,null,null,"Green cell with \"P\" indicates that the SUBSYSTEM is included in the Project Scope (In Scope cell is \"Yes\") and that Asset Field is required"]
[null,null,null,null,"Red cell indicates that the Asset Field is not required regardless of In Scope cell value (\"Yes\" or \"No\")"]
[]
[null,null,2.2000000000000002,"Non-BIM Project Instructions"]
[null,null,null,null,"Select \"No\" in the Is This a BIM Project cell."]
[]
[]
[]
[]
[]
[]
[]
[]
[null,null,null,null,"For each MASTERSYSTEM, SYSTEM and SUBSYSTEM* that is in the project scope, select \"Yes\" for the In Scope cell.  When a SUBSYSTEM* is set to \"Yes\", the DOR must set the corresponding SYSTEM and MASTERSYSTEM cell to \"Yes\"."]
[]
[null,null,null,"Critical Note:"]
[null,null,null,null,"SUBSYSTEM*"]
[null,null,null,null,"For design elements or features that do not match a specific SUBSYSTEM in the Model & Facility Data Matrix tab, the DOR must establish a separate \"non-match\" list for coordination with the project Public Works (PW) Facility Management Division (FMD) to identify the appropriate SUBSYSTEM(s)."]
[]
[]
[]
[]
[]
[]
[]
[]
[]
[]
[]
[]
[null,null,2.2000000000000002,"Non-BIM Project Instructions (cont.)"]
[null,null,null,"Notes:"]
[null,null,null,null,"The DOR refines the list throughout the Design phase of the project"]
[null,null,null,null,"By completion of the Design phase, the DOR identifies all MASTERSYSTEMS, SYSTEMS and SUBSYSTEMS within the scope of the project"]
[null,null,null,null,"The DOR must use the Column Filter (of the In Scope column) to hide all MASTERSYSTEMS, SYSTEMS and SUBSYSTEMS NOT within the scope of the project. Select the in-cell drop down of the In Scope (\"Yes\" or \"No\") cell and UNCHECK \"No\" from the list (this will hide all rows with \"No\" selected in the cell)."]
[]
[]
[]
[]
[]
[]
[]
[]
[]
[]
[]
[]
[]
[]
[]
[]
[]
[]
[]
[]
[]
[]
[]
[]
[]
[]
[]
[]
[]
[]
[]
[]
[null,null,2.2999999999999998,"BIM Project Instructions"]
[null,null,null,"BIM Model Fields Overview"]
[]
[]
[]
[]
[]
[]
[]
[]
[]
[]
[]
[]
[]
[]
[null,null,null,null,"Identifies that the Model and Facility Data Matrix is a BIM Project"]
[null,null,null,null,"Editable: Yes"]
[null,null,null,null,"Edited By: DOR"]
[null,null,null,null,"Identifies the design discipline responsible for authoring the SUBSYSTEM (Model Elements) in the DESIGN MODEL"]
[null,null,null,null,"Editable: No"]
[null,null,null,null,"Edited By: DOR"]
[null,null,null,null,"Defines the Level of Detail (LOD) for each SUBSYSTEM (Model Elements) for the DESIGN MODEL"]
[null,null,null,null,"Editable: No"]
[null,null,null,null,"Edited By: DOR"]
[null,null,null,null,"Defines the GRADE for each SUBSYSTEM (Model Elements) for the DESIGN MODEL"]
[null,null,null,null,"Editable: No"]
[null,null,null,null,"Edited By: DOR"]
[null,null,null,null,"Defines the GRADE for each SUBSYSTEM (Model Elements) for the RECORD MODEL"]
[null,null,null,null,"Editable: No"]
[null,null,null,null,"Edited By: DOR"]
[]
[null,null,null,"DOR Instructions"]
[]
[null,null,null,null,"Select \"Yes\" for STEP 1 (Is This a BIM Project) cell.  This will expand the Modeling Requirements fields."]
[]
[]
[]
[]
[]
[]
[]
[]
[null,null,null,null,"Follow instructions for identifying the MASTERSYSTEM, SYSTEM and SUBSYSTEM defined in 2.2 Non-BIM Project Instructions."]
[null,null,null,null,"Each SUBSYSTEM in the project scope (\"Yes\" in the In Scope cell), identifies the DISCIPLINE responsible for authoring the SUBSYSTEM (Model Elements) in the DESIGN MODEL."]
[]
[]
[]
[]
[]
[]
[]
[]
[]
[]
[]
[null,null,null,null,"Each SUBSYSTEM in the project scope (\"Yes\" in the In Scope cell), identifies the LOD for each SUBSYSTEM (Model Elements) for the DESIGN MODEL.  Refer to the Level of Detail (LOD) chart below for LOD descriptions."]
[]
[]
[]
[]
[]
[]
[]
[]
[]
[]
[]
[]
[null,null,null,"DOR Instructions (cont.)"]
[null,null,null," LEVEL OF DETAIL (LOD) - ACCURACY"]
[null,null,null,"The following LOD descriptions identify the specific element requirements for each SUBSYSTEM."]
[null,null,null,"LOD","DESCRIPTION"]
[null,null,null,"●","Not a modeled element but an organizational grouping that is not being modeled. (Used for categories that have multiple sub-elements for which varying LOD apply)."]
[null,null,null,100,"Model Elements indicative of area, height, volume, location, and orientation may be modeled geometrically or represented by other data (i.e., a pump would be a cube)."]
[null,null,null,200,"Model Elements are modeled as generalized systems or assemblies with approximate quantities, size, shape, location, and orientation. Non-geometric information may also be attached to Model Elements (i.e., a pump would be a generic pump of approximate size)."]
[null,null,null,300,"Model Elements are modeled as specific assemblies accurate in terms of quantity, size, shape, location, and orientation. Non-geometric information may also be attached to Model Elements. Accurate to the degree dimensioned or indicated on contract documents (i.e., a pump would be a generic pump of accurate size complete with connections and clearances for a complete system)."]
[]
[null,null,null,null,"Each SUBSYSTEM in the project scope (\"Yes\" in the In Scope cell), identifies the Grade for each SUBSYSTEM (Model Elements) for the DESIGN MODEL and RECORD MODEL. Refer to the Element Grade chart below for grade descriptions."]
[]
[]
[]
[]
[]
[]
[]
[]
[]
[]
[]
[null,null,null,"ELEMENT GRADE - FORMAT"]
[null,null,null,"Within each LOD, there is the potential to represent information in various GRADE formats (2D or 3D).  "]
[null,null,null,"Grade","Description"]
[null,null,null,"A","3D + Required Facility Asset Fields (applies to design and record model)"]
[null,null,null,"B","2D + Required Facility Asset Fields (applies to design and record model)"]
[null,null,null,"C","2D Only (Drafting, linework, text, and or part of an assembly) (applies to design and record model)"]
[null,null,null,"+","Original Grade (A, B, or C) adjusted for contract changes and field conditions.  (applies to record model only)"]
[null,null,null,"-","Not included in or tied to the model (however is still required in the deliverable) (applies to record model only)"]
[null,null,null,"●","Not a modeled element but an organizational grouping that is not being modeled"]
[]
[null,"3. KTR Facility Data File Instructions"]
[null,null,3.1,"Facility Data File Overview"]
[null,null,null,"KTR/DOR is not required to populate GOVT responsible asset fields. Government required fields are HIDDEN on Sample and Facility Data File Tabs."]
[]
[]
[]
[]
[]
[]
[]
[]
[]
[]
[]
[]
[null,null,null,null,"KTR Facility Date File Legend "]
[null,null,null,null,"Defines the position number of the Required Facility Asset Fields  (Row 4)"]
[null,null,null,null,"The position of the fields (e.g. #1, 2, 3,etc.)  cannot be changed. Do not add, delete, or move data fields."]
[]
[null,null,null,null,"Defines the name of each Required Facility Asset Field (Row 5)"]
[]
[null,null,null,null,"Explanation: Title of the Facility Asset Field #1 , is \"AssetNum\""]
[null,null,null,null,"Provides a brief explanation of the information needed for each Required Facility Asset Field. i.e. description of the asset field, required cell format, and the party responsible for providing the information (Row 6, 7, 8)"]
[]
[null,null,null,null,"Data populated by the KTR for each SUBSYSTEM installed in the project (Row 9+)"]
[null,null,null,null,"Editable: Yes "]
[null,null,null,null,"Edited By: KTR"]
[null,null,null,null,"Explanation: Populate the values for each Required Facility Asset Field for the given subsystem in this section. Coordinate AssetNum naming conventions, and descriptions with the Government"]
[null,null,3.2,"Non-BIM Project Instructions"]
[]
[null,null,null,null,"The KTR must \"copy and paste\" the MASTERSYSTEM, SYSTEM and SUBSYSTEM names from the Model & Facility Data Matrix tab (completed by the DOR) to the corresponding cells in the KTR Facility Data File tab."]
[]
[]
[]
[]
[]
[]
[]
[]
[]
[]
[]
[]
[]
[]
[]
[]
[]
[]
[]
[]
[]
[]
[]
[]
[null,null,3.2,"Non-BIM Project Instructions (cont.)"]
[null,null,null,null,"For the remaining asset fields, the KTR must refer to the Required Facility Asset Fields section in the Model & Facility Data Matrix (completed by DOR) to identify required fields for each SUBSYSTEM.  The KTR must populate the corresponding cells in the KTR Facility Data File tab."]
[]
[]
[]
[]
[]
[]
[]
[]
[]
[]
[]
[]
[]
[]
[]
[]
[null,null,null,"Notes:"]
[null,null,null,"(a)","Refer to the KTR Sample Facility Data File tab."]
[null,null,null,"(b)","Government responsible asset fields will be hidden and not required for KTR to populate."]
[null,"4. FDW Submittal Naming Convention"]
[null,null,4.0999999999999996,"Model & Facility Data Matrix Tab Submittals"]
[]
[null,null,null,null,"For each Model & Facility Data Matrix tab submission by the DOR, use the naming convention shown below:"]
[null,null,null,null,"#######-FDW-MFDM-DDMMYY.xlsm"]
[]
[null,null,4.2,"KTR Facility Data File Tab Submittals"]
[]
[null,null,null,null,"For each KTR Facility Data File tab submission by the KTR, use the naming convention shown below:"]
[null,null,null,null,"#######-FDW-KFDF-DDMMYY.xlsm"]

{"sheet":"Model & Facility Data Matrix","index":1,"n_rows":1134,"n_cols":45,"rows_kept":1134,"cut":false,"hidden":false,"merged":[[0,0,0,44],[1,10,2,44],[1,1,1,3],[2,0,3,0],[2,1,3,3],[2,5,3,7],[2,8,3,8],[1,5,1,8]]}
["MODEL AND FACILITY DATA MATRIX"]
["STEP 1:","Is This a BIM Project?",null,null,"No","Modeling Requirements",null,null,null,null," Required Facility Asset Fields"]
["STEP 2:","Select Yes or No in Column E for each MASTERSYSTEM, SYSTEM and SUBSYSTEM that is In the Project Scope",null,null,null,"DESIGN MODEL",null,null,"RECORD MODEL"]
[null,null,null,null,null,null,null,null,null,null,1,2,3,4,5,6,7,8,9,10,11,12,13,14,15,16,17,18,19,20,21,22,23,24,25,26,27,28,29,30,31,32,33,34,35]
["CLASSIFICATION\nID","MASTERSYSTEM / SYSTEM / SUBSYSTEM Name","System Type","UOM","In Scope\n(Yes or No)","DISCIPLINE","LOD","GRADE","GRADE",null,"AssetNum","Change Date","Description","Long Description","MASTERSYSTEM","SYSTEM","SUBSYSTEM","Building Number","Site ID","Work Center","Asset Type","Asset Quantity","Inventory Category","Purchase Price","Budgeted Cost","Replacement Cost","Meter Group","Belongs to (Parent)","Contract Number","Task/Delivery Order Number","Drawing Reference ID","Warranty Expiration Date","Status Date","Installation Date","Asset Status","Classstructureid","Job Plan Code","Equipment Tag Number","Additional Location Information","Manufacturer","Model","Serial #","Asset Comment","PM Plan","PM Program"]
["A10","A10 - FOUNDATIONS","MASTERSYSTEM","●","No","●","●","●","●"]
["A1010","STANDARD FOUNDATIONS","SYSTEM","●","No","●","●","●","●","●"]
["A1010110","A1010110 - STRIP FOOTINGS","SUBSYSTEM","LF","Yes","STRUCTURAL",300,"A","A+",null,"P","P","P","P","P","P","P","P","P","P","P","P","P",null,null,null,"P","P","P","P","P","P",null,"P","P","P","P",null,null,null,null,null,"P","P","P"]
["A1010210","A1010210 - SPREAD FOOTINGS","SUBSYSTEM","EA","No","STRUCTURAL",300,"A","A+",null,"P","P","P","P","P","P","P","P","P","P","P","P","P",null,null,null,"P","P","P","P","P","P",null,"P","P","P","P",null,null,null,null,null,"P","P","P"]
["A1010250","A1010250 - PILE CAPS","SUBSYSTEM","EA","No","STRUCTURAL",300,"A","A+",null,"P","P","P","P","P","P","P","P","P","P","P","P","P",null,null,null,"P","P","P","P","P","P",null,"P","P","P","P",null,null,null,null,null,"P","P","P"]
["A1020","A1020 - SPECIAL FOUNDATIONS","SYSTEM","●","Yes","●","●","●","●","●"]
["A102005","A102005 - RAFT FOUNDATIONS","SUBSYSTEM","CY","No","STRUCTURAL",300,"A","A+",null,"P","P","P","P","P","P","P","P","P","P","P","P","P",null,null,null,"P","P","P","P","P","P",null,"P","P","P","P",null,null,null,null,null,"P","P","P"]
["A1020110","A1020110 - CIP CONCRETE PILES","SUBSYSTEM","EA","Yes","STRUCTURAL",300,"A","A+",null,"P","P","P","P","P","P","P","P","P","P","P","P","P",null,null,null,"P","P","P","P","P","P",null,"P","P","P","P",null,null,null,null,null,"P","P","P"]
["A1020120","A1020120 - PRECAST CONCRETE PILES","SUBSYSTEM","EA","Yes","STRUCTURAL",300,"A","A+",null,"P","P","P","P","P","P","P","P","P","P","P","P","P",null,null,null,"P","P","P","P","P","P",null,"P","P","P","P",null,null,null,null,null,"P","P","P"]
["A1020130","A1020130 - STEEL PIPE PILES","SUBSYSTEM","EA","No","STRUCTURAL",300,"A","A+",null,"P","P","P","P","P","P","P","P","P","P","P","P","P",null,null,null,"P","P","P","P","P","P",null,"P","P","P","P",null,null,null,null,null,"P","P","P"]
["A1020140","A1020140 - STEEL H PILES","SUBSYSTEM","EA","No","STRUCTURAL",300,"A","A+",null,"P","P","P","P","P","P","P","P","P","P","P","P","P",null,null,null,"P","P","P","P","P","P",null,"P","P","P","P",null,null,null,null,null,"P","P","P"]
["A1020160","A1020160 - TREATED WOOD PILES","SUBSYSTEM","EA","No","STRUCTURAL",300,"A","A+",null,"P","P","P","P","P","P","P","P","P","P","P","P","P",null,null,null,"P","P","P","P","P","P",null,"P","P","P","P",null,null,null,null,null,"P","P","P"]
["A1020210","A1020210 - GRADE BEAMS","SUBSYSTEM","LF","No","STRUCTURAL",300,"A","A+",null,"P","P","P",null,"P","P","P","P","P","P","P","P","P",null,null,null,"P","P","P","P","P","P",null,"P","P","P","P",null,null,null,null,null,"P","P","P"]
["A1030","A1030 - SLAB ON GRADE","SYSTEM","●","No","●","●","●","●","●"]
["A1030120","A1030120 - PLAIN/REINFORCED","SUBSYSTEM","SF","No","STRUCTURAL",300,"A","A+",null,"P","P","P","P","P","P","P","P","P","P","P","P","P",null,null,null,"P","P","P","P","P","P",null,"P","P","P","P",null,null,null,null,null,"P","P","P"]
["A20","A20 - BASEMENT CONSTRUCTION","MASTERSYSTEM","●","No","●","●","●","●","●"]
["A2010","A2010 - BASEMENT EXCAVATION","SYSTEM","●","No","●","●","●","●","●"]
["A2020","A2020 - BASEMENT WALLS","SYSTEM","●","No","●","●","●","●","●"]
["A2020110","A2020110 - CIP CONCRETE","SUBSYSTEM","LF","No","STRUCTURAL",300,"A","A+",null,"P","P","P","P","P","P","P","P","P","P","P","P","P",null,null,null,"P","P","P","P","P","P",null,"P","P","P","P",null,null,null,null,null,"P","P","P"]
["A2020140","A2020140 - CONCRETE BLOCK","SUBSYSTEM","LF","No","STRUCTURAL",300,"A","A+",null,"P","P","P","P","P","P","P","P","P","P","P","P","P",null,null,null,"P","P","P","P","P","P",null,"P","P","P","P",null,null,null,null,null,"P","P","P"]
["A2020150","A2020150 - WOOD","SUBSYSTEM","LF","No","STRUCTURAL",300,"A","A+",null,"P","P","P","P","P","P","P","P","P","P","P","P","P",null,null,null,"P","P","P","P","P","P",null,"P","P","P","P",null,null,null,null,null,"P","P","P"]
["B10","B10 - SUPERSTRUCTURE","MASTERSYSTEM","●","No","●","●","●","●","●"]
["B1010","B1010 - FLOOR CONSTRUCTION","SYSTEM","●","No","●","●","●","●","●"]
["B1010220","B1010220 - CIP CONCRETE BEAM AND SLAB","SUBSYSTEM","SF","No","STRUCTURAL",300,"A","A+",null,"P","P","P","P","P","P","P","P","P","P","P","P","P",null,null,null,"P","P","P","P","P","P",null,"P","P","P","P",null,null,null,null,null,"P","P","P"]
["B1010238","B1010238 - PRECAST CONCRETE BEAM AND PLANK","SUBSYSTEM","SF","No","STRUCTURAL",300,"A","A+",null,"P","P","P","P","P","P","P","P","P","P","P","P","P",null,null,null,"P","P","P","P","P","P",null,"P","P","P","P",null,null,null,null,null,"P","P","P"]
["B1010244","B1010244 - LIGHT GAUGE STEEL FLOOR SYSTEM","SUBSYSTEM","SF","No","STRUCTURAL",300,"A","A+",null,"P","P","P","P","P","P","P","P","P","P","P","P","P",null,null,null,"P","P","P","P","P","P",null,"P","P","P","P",null,null,null,null,null,"P","P","P"]
["B1010250","B1010250 - COMPOSITE DECK, STEEL BAR JOISTS","SUBSYSTEM","SF","No","STRUCTURAL",300,"A","A+",null,"P","P","P","P","P","P","P","P","P","P","P","P","P",null,null,null,"P","P","P","P","P","P",null,"P","P","P","P",null,null,null,null,null,"P","P","P"]
["B1010254","B1010254 - COMP DECK, STRUCTURAL STEEL BEAM","SUBSYSTEM","SF","No","STRUCTURAL",300,"A","A+",null,"P","P","P","P","P","P","P","P","P","P","P","P","P",null,null,null,"P","P","P","P","P","P",null,"P","P","P","P",null,null,null,null,null,"P","P","P"]
["B1010264","B1010264 - WOOD BEAM, JOIST, AND DECK","SUBSYSTEM","SF","No","STRUCTURAL",300,"A","A+",null,"P","P","P","P","P","P","P","P","P","P","P","P","P",null,null,null,"P","P","P","P","P","P",null,"P","P","P","P",null,null,null,null,null,"P","P","P"]
["B1010998","B1010998 - EXTERIOR STAIRS","SUBSYSTEM","FLIGHT","No","STRUCTURAL",300,"A","A+",null,"P","P","P","P","P","P","P","P","P","P","P","P","P",null,null,null,"P","P","P","P","P","P",null,"P","P","P","P",null,null,null,null,null,"P","P","P"]
["B1020","B1020 - ROOF CONSTRUCTION","SYSTEM","●","No","●","●","●","●","●"]
["B1020102","B1020102 - WOOD DECK AND RAFTER","SUBSYSTEM","SF","No","STRUCTURAL",300,"A","A+",null,"P","P","P","P","P","P","P","P","P","P","P","P","P",null,null,null,"P","P","P","P","P","P",null,"P","P","P","P",null,null,null,null,null,"P","P","P"]
["B1020108","B1020108 - STEEL DECK, BEAMS AND BAR JOIST","SUBSYSTEM","SF","No","STRUCTURAL",300,"A","A+",null,"P","P","P","P","P","P","P","P","P","P","P","P","P",null,null,null,"P","P","P","P","P","P",null,"P","P","P","P",null,null,null,null,null,"P","P","P"]
["B1020122","B1020122 - CIP CONCRETE ROOF CONSTRUCTION","SUBSYSTEM","SF","No","STRUCTURAL",300,"A","A+",null,"P","P","P","P","P","P","P","P","P","P","P","P","P",null,null,null,"P","P","P","P","P","P",null,"P","P","P","P",null,null,null,null,null,"P","P","P"]
["B1020137","B1020137 - AWNING/CANOPY","SUBSYSTEM","SF","No","STRUCTURAL",300,"A","A+",null,"P","P","P","P","P","P","P","P","P","P","P","P","P",null,null,null,"P","P","P","P","P","P",null,"P","P","P","P",null,null,null,null,null,"P","P","P"]
["B1020901","B1020901 - CIP CONCRETE BEAM AND SLAB","SUBSYSTEM","SF","No","STRUCTURAL",300,"A","A+",null,"P","P","P","P","P","P","P","P","P","P","P","P","P",null,null,null,"P","P","P","P","P","P",null,"P","P","P","P",null,null,null,null,null,"P","P","P"]
["B1020902","B1020902 - PRECAST CONCRETE BEAM AND PLANK","SUBSYSTEM","SF","No","STRUCTURAL",300,"A","A+",null,"P","P","P","P","P","P","P","P","P","P","P","P","P",null,null,null,"P","P","P","P","P","P",null,"P","P","P","P",null,null,null,null,null,"P","P","P"]
["B1030","B1030 - ROOF CONSTRUCTION","SYSTEM","●","No","●","●","●","●","●"]
["B103001","B103001 - METAL STRUCTURAL FRAME","SUBSYSTEM","LF","No","STRUCTURAL",300,"A","A+",null,"P","P","P","P","P","P","P","P","P","P","P","P","P",null,null,null,"P","P","P","P","P","P",null,"P","P","P","P",null,null,null,null,null,"P","P","P"]
["B20","B20 - EXTERIOR ENCLOSURE","MASTERSYSTEM","●","No","●","●","●","●","●"]
["B2010","B2010 - EXTERIOR WALLS","SYSTEM","●","No","●","●","●","●","●"]
["B2010101","B2010101 - CIP CONCRETE","SUBSYSTEM","SF","No","STRUCTURAL",300,"A","A+",null,"P","P","P","P","P","P","P","P","P","P","P","P","P","P","P","P","P","P","P","P","P","P",null,"P","P","P","P",null,null,null,null,null,"P","P","P"]
["B2010104","B2010104 - PRECAST CONCRETE PANEL (RIBBED)","SUBSYSTEM","SF","No","STRUCTURAL",300,"A","A+",null,"P","P","P","P","P","P","P","P","P","P","P","P","P","P","P","P","P","P","P","P","P","P",null,"P","P","P","P",null,null,null,null,null,"P","P","P"]
["B2010106","B2010106 - PRECAST CONCRETE PANEL (TILT UP)","SUBSYSTEM","SF","No","STRUCTURAL",300,"A","A+",null,"P","P","P","P","P","P","P","P","P","P","P","P","P","P","P","P","P","P","P","P","P","P",null,"P","P","P","P",null,null,null,null,null,"P","P","P"]
["B2010109","B2010109 - CONCRETE BLOCK","SUBSYSTEM","SF","No","STRUCTURAL",300,"A","A+",null,"P","P","P","P","P","P","P","P","P","P","P","P","P","P","P","P","P","P","P","P","P","P",null,"P","P","P","P",null,null,null,null,null,"P","P","P"]
["B2010125","B2010125 - SOLID BRICK - SINGLE WYTHE","SUBSYSTEM","SF","No","STRUCTURAL",300,"A","A+",null,"P","P","P","P","P","P","P","P","P","P","P","P","P","P","P","P","P","P","P","P","P","P",null,"P","P","P","P",null,null,null,null,null,"P","P","P"]
["B2010126","B2010126 - SOLID BRICK - DOUBLE WYTHE","SUBSYSTEM","SF","No","STRUCTURAL",300,"A","A+",null,"P","P","P","P","P","P","P","P","P","P","P","P","P","P","P","P","P","P","P","P","P","P",null,"P","P","P","P",null,null,null,null,null,"P","P","P"]
["B2010128","B2010128 - STONE VENEER W/STUD BACKUP","SUBSYSTEM","SF","No","ARCHITECTURAL, STRUCTURAL",300,"A","A+",null,"P","P","P","P","P","P","P","P","P","P","P","P","P","P","P","P","P","P","P","P","P","P",null,"P","P","P","P",null,null,null,null,null,"P","P","P"]
["B2010130","B2010130 - BRICK VENEER W/STUD BACKUP","SUBSYSTEM","SF","No","ARCHITECTURAL, STRUCTURAL",300,"A","A+",null,"P","P","P","P","P","P","P","P","P","P","P","P","P","P","P","P","P","P","P","P","P","P",null,"P","P","P","P",null,null,null,null,null,"P","P","P"]
["B2010132","B2010132 - MASONRY COMPOSITE","SUBSYSTEM","SF","No","STRUCTURAL",300,"A","A+",null,"P","P","P","P","P","P","P","P","P","P","P","P","P","P","P","P","P","P","P","P","P","P",null,"P","P","P","P",null,null,null,null,null,"P","P","P"]
["B2010134","B2010134 - MASONRY CAVITY","SUBSYSTEM","SF","No","ARCHITECTURAL, STRUCTURAL",300,"A","A+",null,"P","P","P","P","P","P","P","P","P","P","P","P","P","P","P","P","P","P","P","P","P","P",null,"P","P","P","P",null,null,null,null,null,"P","P","P"]
["B2010140","B2010140 - GLASS BLOCK","SUBSYSTEM","SF","No","ARCHITECTURAL",300,"A","A+",null,"P","P","P","P","P","P","P","P","P","P","P","P","P","P","P","P","P","P","P","P","P","P",null,"P","P","P","P",null,null,null,null,null,"P","P","P"]
["B2010146","B2010146 - METAL SIDING PANEL","SUBSYSTEM","SF","Yes","ARCHITECTURAL",300,"A","A+",null,"P","P","P","P","P","P","P","P","P","P","P","P","P","P","P","P","P","P","P","P","P","P",null,"P","P","P","P",null,null,null,null,null,"P","P","P"]
["B2010148","B2010148 - WOOD CLADDING W/STUD BACKUP","SUBSYSTEM","SF","No","ARCHITECTURAL, STRUCTURAL",300,"A","A+",null,"P","P","P","P","P","P","P","P","P","P","P","P","P","P","P","P","P","P","P","P","P","P",null,"P","P","P","P",null,null,null,null,null,"P","P","P"]
["B2010151","B2010151 - STUCCO WALL","SUBSYSTEM","SF","Yes","ARCHITECTURAL",300,"A","A+",null,"P","P","P","P","P","P","P","P","P","P","P","P","P","P","P","P","P","P","P","P","P","P",null,"P","P","P","P",null,null,null,null,null,"P","P","P"]
["B2010152","B2010152 - E.I.F.S.","SUBSYSTEM","SF","No","ARCHITECTURAL",300,"A","A+",null,"P","P","P","P","P","P","P","P","P","P","P","P","P","P","P","P","P","P","P","P","P","P",null,"P","P","P","P",null,null,null,null,null,"P","P","P"]
["B2020","B2020 - EXTERIOR GLAZED OPENINGS","SYSTEM","●","Yes","●","●","●","●","●"]
["B2020102","B2020102 - WOOD WINDOWS","SUBSYSTEM","EA","Yes","ARCHITECTURAL",300,"A","A+",null,"P","P","P","P","P","P","P","P","P","P","P","P","P","P","P","P","P","P","P","P","P","P",null,"P","P","P","P",null,null,null,null,null,"P","P","P"]
["B2020104","B2020104 - STEEL WINDOWS","SUBSYSTEM","EA","No","ARCHITECTURAL",300,"A","A+",null,"P","P","P","P","P","P","P","P","P","P","P","P","P","P","P","P","P","P","P","P","P","P",null,"P","P","P","P",null,null,null,null,null,"P","P","P"]
["B2020106","B2020106 - ALUMINUM WINDOWS","SUBSYSTEM","EA","No","ARCHITECTURAL",300,"A","A+",null,"P","P","P","P","P","P","P","P","P","P","P","P","P","P","P","P","P","P","P","P","P","P",null,"P","P","P","P",null,null,null,null,null,"P","P","P"]
["B2020210","B2020210 - TUBULAR ALUMINUM FRAMING","SUBSYSTEM","SF","Yes","ARCHITECTURAL",300,"A","A+",null,"P","P","P","P","P","P","P","P","P","P","P","P","P","P","P","P","P","P","P","P","P","P",null,"P","P","P","P",null,null,null,null,null,"P","P","P"]
["B2020220","B2020220 - CURTAIN WALL PANELS","SUBSYSTEM","SF","No","ARCHITECTURAL, STRUCTURAL",300,"A","A+",null,"P","P","P","P","P","P","P","P","P","P","P","P","P","P","P","P","P","P","P","P","P","P",null,"P","P","P","P",null,null,null,null,null,"P","P","P"]
["B2030","B2030 - EXTERIOR DOORS","SYSTEM","●","No","●","●","●","●","●"]
["B2030110","B2030110 - GLAZED DOORS","SUBSYSTEM","EA","Yes","ARCHITECTURAL",300,"A","A+",null,"P","P","P","P","P","P","P","P","P","P","P","P","P","P","P","P","P","P","P","P","P","P",null,"P","P","P","P",null,null,null,null,null,"P","P","P"]
["B2030210","B2030210 - WOOD DOORS","SUBSYSTEM","EA","Yes","ARCHITECTURAL",300,"A","A+",null,"P","P","P","P","P","P","P","P","P","P","P","P","P","P","P","P","P","P","P","P","P","P",null,"P","P","P","P",null,null,null,null,null,"P","P","P"]
["B2030220","B2030220 - STEEL DOORS","SUBSYSTEM","EA","Yes","ARCHITECTURAL",300,"A","A+",null,"P","P","P","P","P","P","P","P","P","P","P","P","P","P","P","P","P","P","P","P","P","P",null,"P","P","P","P",null,null,null,null,null,"P","P","P"]
["B2030230","B2030230 - ALUMINUM DOORS","SUBSYSTEM","EA","No","ARCHITECTURAL",300,"A","A+",null,"P","P","P","P","P","P","P","P","P","P","P","P","P","P","P","P","P","P","P","P","P","P",null,"P","P","P","P",null,null,null,null,null,"P","P","P"]
["B2030410","B2030410 - OVERHEAD DOORS","SUBSYSTEM","EA","Yes","ARCHITECTURAL",300,"A","A+","●","P","P","P","P","P","P","P","P","P","P","P","P","P","P","P","P","P","P","P","P","P","P",null,"P","P","P","P","P","P","P","P","P","P","P","P"]
["B2030901","B2030901 - HANGAR DOORS","SUBSYSTEM","SF","No","ARCHITECTURAL",300,"A","A+",null,"P","P","P","P","P","P","P","P","P","P","P","P","P","P","P","P","P","P","P","P","P","P",null,"P","P","P","P","P","P","P","P","P","P","P","P"]
["B2030902","B2030902 - BLAST RESISTANT DOORS","SUBSYSTEM","EA","No","ARCHITECTURAL",300,"A","A+",null,"P","P","P","P","P","P","P","P","P","P","P","P","P","P","P","P","P","P","P","P","P","P",null,"P","P","P","P","P","P","P","P","P","P","P","P"]
["B30","B30 - ROOFING","MASTERSYSTEM","●","No","●","●","●","●","●"]
["B3010","B3010 - ROOF COVERING","SYSTEM","●","No","●","●","●","●","●"]
["B3010105","B3010105 - BUILT-UP","SUBSYSTEM","SF","No","ARCHITECTURAL",200,"A","A+",null,"P","P","P","P","P","P","P","P","P","P","P","P","P","P","P","P","P","P","P","P","P","P",null,"P","P","P","P",null,null,null,null,null,"P","P","P"]
["B3010120","B3010120 - SINGLE PLY MEMBRANE","SUBSYSTEM","SF","No","ARCHITECTURAL",200,"A","A+",null,"P","P","P","P","P","P","P","P","P","P","P","P","P","P","P","P","P","P","P","P","P","P",null,"P","P","P","P",null,null,null,null,null,"P","P","P"]
["B3010130","B3010130 - PREFORMED METAL","SUBSYSTEM","SF","No","ARCHITECTURAL",200,"A","A+",null,"P","P","P","P","P","P","P","P","P","P","P","P","P","P","P","P","P","P","P","P","P","P",null,"P","P","P","P",null,null,null,null,null,"P","P","P"]
["B3010135","B3010135 - FORMED METAL","SUBSYSTEM","SF","No","ARCHITECTURAL",200,"A","A+",null,"P","P","P","P","P","P","P","P","P","P","P","P","P","P","P","P","P","P","P","P","P","P",null,"P","P","P","P",null,null,null,null,null,"P","P","P"]
["B3010140","B3010140 - SHINGLE  TILE","SUBSYSTEM","SF","No","ARCHITECTURAL",200,"A","A+",null,"P","P","P","P","P","P","P","P","P","P","P","P","P","P","P","P","P","P","P","P","P","P",null,"P","P","P","P",null,null,null,null,null,"P","P","P"]
["B3010320","B3010320 - ROOF DECK INSULATION","SUBSYSTEM","SF","No","ARCHITECTURAL",200,"A","A+",null,"P","P","P","P","P","P","P","P","P","P","P","P","P","P","P","P","P","P","P","P","P","P",null,"P","P","P","P",null,null,null,null,null,"P","P","P"]
["B3010610","B3010610 - GUTTERS","SUBSYSTEM","LF","No","ARCHITECTURAL",200,"A","A+",null,"P","P","P","P","P","P","P","P","P","P","P","P","P","P","P","P","P","P","P","P","P","P",null,"P","P","P","P",null,null,null,null,null,"P","P","P"]
["B3010620","B3010620 - DOWNSPOUTS","SUBSYSTEM","LF","No","ARCHITECTURAL",200,"A","A+",null,"P","P","P","P","P","P","P","P","P","P","P","P","P","P","P","P","P","P","P","P","P","P",null,"P","P","P","P",null,null,null,null,null,"P","P","P"]
["B3020","B3020 - ROOF OPENING","SYSTEM","●","No","●","●","●","●","●"]
["B3020110","B3020110 - SKYLIGHTS","SUBSYSTEM","SF","No","ARCHITECTURAL",300,"A","A+",null,"P","P","P","P","P","P","P","P","P","P","P","P","P","P","P","P","P","P","P","P","P","P",null,"P","P","P","P",null,null,null,null,null,"P","P","P"]
["B3020210","B3020210 - HATCHES","SUBSYSTEM","EA","No","ARCHITECTURAL",300,"A","A+",null,"P","P","P","P","P","P","P","P","P","P","P","P","P","P","P","P","P","P","P","P","P","P",null,"P","P","P","P",null,null,null,null,null,"P","P","P"]
["C10","C10 - INTERIOR CONSTRUCTION","MASTERSYSTEM","●","No","●","●","●","●","●"]
["C1010","C1010 - PARTITIONS","SYSTEM","●","No","●","●","●","●","●"]
["C1010102","C1010102 - CONCRETE BLOCK","SUBSYSTEM","SF","No","ARCHITECTURAL",300,"A","A+",null,"P","P","P","P","P","P","P","P","P","P","P","P","P","P","P","P","P","P","P","P","P","P",null,"P","P","P","P",null,null,null,null,null,"P","P","P"]
["C1010120","C1010120 - TILE","SUBSYSTEM","SF","No","ARCHITECTURAL",300,"A","A+",null,"P","P","P","P","P","P","P","P","P","P","P","P","P","P","P","P","P","P","P","P","P","P",null,"P","P","P","P",null,null,null,null,null,"P","P","P"]
["C1010126","C1010126 - DRYWALL W/STUD FRAMING","SUBSYSTEM","SF","No","ARCHITECTURAL",300,"A","A+",null,"P","P","P","P","P","P","P","P","P","P","P","P","P","P","P","P","P","P","P","P","P","P",null,"P","P","P","P",null,null,null,null,null,"P","P","P"]
["C1010140","C1010140 - PLASTER W/STUD FRAMING","SUBSYSTEM","SF","No","ARCHITECTURAL",300,"A","A+",null,"P","P","P","P","P","P","P","P","P","P","P","P","P","P","P","P","P","P","P","P","P","P",null,"P","P","P","P",null,null,null,null,null,"P","P","P"]
["C1010710","C1010710 - INTERIOR WINDOWS","SUBSYSTEM","EA","No","ARCHITECTURAL",300,"A","A+",null,"P","P","P","P","P","P","P","P","P","P","P","P","P","P","P","P","P","P","P","P","P","P",null,"P","P","P","P",null,null,null,null,null,"P","P","P"]
["C1020","C1020 - INTERIOR DOORS","SYSTEM","●","No","●","●","●","●","●"]
["C1020102","C1020102 - SPECIAL DOORS","SUBSYSTEM","EA","No","ARCHITECTURAL",300,"A","A+",null,"P","P","P","P","P","P","P","P","P","P","P","P","P","P","P","P","P","P","P","P","P","P",null,"P","P","P","P",null,null,null,null,null,"P","P","P"]
["C1020111","C1020111 - FIRE DOOR, SWINGING","SUBSYSTEM","EA","No","ARCHITECTURAL",300,"A","A+",null,"P","P","P","P","P","P","P","P","P","P","P","P","P","P","P","P","P","P","P","P","P","P",null,"P","P","P","P",null,null,null,null,null,"P","P","P"]
["C1020112","C1020112 - FIRE DOOR, SLIDING","SUBSYSTEM","EA","No","ARCHITECTURAL",300,"A","A+",null,"P","P","P","P","P","P","P","P","P","P","P","P","P","P","P","P","P","P","P","P","P","P",null,"P","P","P","P",null,null,null,null,null,"P","P","P"]
["C1020113","C1020113 - FIRE DOOR, ROLLING SERVICE/ROLL-UP","SUBSYSTEM","EA","No","ARCHITECTURAL",300,"A","A+",null,"P","P","P","P","P","P","P","P","P","P","P","P","P","P","P","P","P","P","P","P","P","P",null,"P","P","P","P",null,null,null,null,null,"P","P","P"]
["C1020114","C1020114 - METAL DOOR","SUBSYSTEM","EA","No","ARCHITECTURAL",300,"A","A+",null,"P","P","P","P","P","P","P","P","P","P","P","P","P","P","P","P","P","P","P","P","P","P",null,"P","P","P","P",null,null,null,null,null,"P","P","P"]
["C1020120","C1020120 - WOOD DOOR/WOOD FRAME","SUBSYSTEM","EA","No","ARCHITECTURAL",300,"A","A+",null,"P","P","P","P","P","P","P","P","P","P","P","P","P","P","P","P","P","P","P","P","P","P",null,"P","P","P","P",null,null,null,null,null,"P","P","P"]
["C1020122","C1020122 - WOOD DOOR/METAL FRAME","SUBSYSTEM","EA","No","ARCHITECTURAL",300,"A","A+",null,"P","P","P","P","P","P","P","P","P","P","P","P","P","P","P","P","P","P","P","P","P","P",null,"P","P","P","P",null,null,null,null,null,"P","P","P"]
["C1020124","C1020124 - WOOD FIRE DOORS/METAL FRAMES","SUBSYSTEM","EA","No","ARCHITECTURAL",300,"A","A+",null,"P","P","P","P","P","P","P","P","P","P","P","P","P","P","P","P","P","P","P","P","P","P",null,"P","P","P","P",null,null,null,null,null,"P","P","P"]
["C1020301","C1020301 - BLAST RESISTANT DOOR","SUBSYSTEM","EA","No","ARCHITECTURAL",300,"A","A+",null,"P","P","P","P","P","P","P","P","P","P","P","P","P","P","P","P","P","P","P","P","P","P",null,"P","P","P","P",null,null,null,null,null,"P","P","P"]
["C1030","C1030 - FITTINGS","SYSTEM","●","No","●","●","●","●","●","P","P","P","P","P","P","P","P","P","P","P","P","P","P","P","P","P","P","P","P","P","P",null,"P","P","P","P",null,null,null,null,null,"P","P","P"]
["C1030110","C1030110 - TOILET PARTITIONS","SUBSYSTEM","EA","No","ARCHITECTURAL",300,"A","A+",null,"P","P","P","P","P","P","P","P","P","P","P","P","P","P","P","P","P","P","P","P","P","P",null,"P","P","P","P",null,null,null,null,null,"P","P","P"]
["C1030310","C1030310 - LOCKERS","SUBSYSTEM","EA","No","ARCHITECTURAL",300,"A","A+",null,"P","P","P","P","P","P","P","P","P","P","P","P","P","P","P","P","P","P","P","P","P","P",null,"P","P","P","P",null,null,null,null,null,"P","P","P"]
["C1030830","C1030830 - CABINETS","SUBSYSTEM","LF","No","ARCHITECTURAL",300,"A","A+",null,"P","P","P","P","P","P","P","P","P","P","P","P","P","P","P","P","P","P","P","P","P","P",null,"P","P","P","P",null,null,null,null,null,"P","P","P"]
["C1030831","C1030831 - COUNTERTOP","SUBSYSTEM","LF","No","ARCHITECTURAL",300,"A","A+",null,"P","P","P","P","P","P","P","P","P","P","P","P","P","P","P","P","P","P","P","P","P","P",null,"P","P","P","P",null,null,null,null,null,"P","P","P"]
["C20","C20 - STAIRS","MASTERSYSTEM","●","No","●","●","●","●","●"]
["C2010","C2010 - STAIR CONSTRUCTION","SYSTEM","●","No","●","●","●","●","●"]
["C2010110","C2010110 - STAIRS","SUBSYSTEM","FLIGHT","No","ARCHITECTURAL",300,"A","A+",null,"P","P","P","P","P","P","P","P","P","P","P","P","P","P","P","P","P","P","P","P","P","P",null,"P","P","P","P",null,null,null,null,null,"P","P","P"]
["C2020","C2020 - STAIR FINISHES","SYSTEM","●","No","●","●","●","●","●"]
["C30","C30 - INTERIOR FINISHES","MASTERSYSTEM","●","No","●","●","●","●","●"]
["C3010","C3010 - WALL FINISHES","SYSTEM","●","No","●","●","●","●","●"]
["C3010230","C3010230 - WALL COVERING","SUBSYSTEM","SF","No","ARCHITECTURAL",100,"B","B+",null,"P","P","P","P","P","P","P","P","P","P","P","P","P","P","P","P","P","P","P","P","P","P",null,"P","P","P","P",null,null,null,null,null,"P","P","P"]
["C3010380","C3010380 - WALL TILE","SUBSYSTEM","SF","No","ARCHITECTURAL",100,"B","B+",null,"P","P","P","P","P","P","P","P","P","P","P","P","P","P","P","P","P","P","P","P","P","P",null,"P","P","P","P",null,null,null,null,null,"P","P","P"]
["C3020","C3020 - FLOORING","SYSTEM","●","No","●","●","●","●","●"]
["C3020901","C3020901 - CARPET","SUBSYSTEM","SF","No","ARCHITECTURAL",100,"B","B+",null,"P","P","P","P","P","P","P","P","P","P","P","P","P","P","P","P","P","P","P","P","P","P",null,"P","P","P","P",null,null,null,null,null,"P","P","P"]
["C3020902","C3020902 - CARPET TILE","SUBSYSTEM","SF","No","ARCHITECTURAL",100,"B","B+",null,"P","P","P","P","P","P","P","P","P","P","P","P","P","P","P","P","P","P","P","P","P","P",null,"P","P","P","P",null,null,null,null,null,"P","P","P"]
["C3020903","C3020903 - COMPOSITION SHEET","SUBSYSTEM","SF","No","ARCHITECTURAL",100,"B","B+",null,"P","P","P","P","P","P","P","P","P","P","P","P","P","P","P","P","P","P","P","P","P","P",null,"P","P","P","P",null,null,null,null,null,"P","P","P"]
["C3020904","C3020904 - CONCRETE TOPPING","SUBSYSTEM","SF","No","ARCHITECTURAL",100,"B","B+",null,"P","P","P","P","P","P","P","P","P","P","P","P","P","P","P","P","P","P","P","P","P","P",null,"P","P","P","P",null,null,null,null,null,"P","P","P"]
["C3020905","C3020905 - WOOD","SUBSYSTEM","SF","No","ARCHITECTURAL",100,"B","B+",null,"P","P","P","P","P","P","P","P","P","P","P","P","P","P","P","P","P","P","P","P","P","P",null,"P","P","P","P",null,null,null,null,null,"P","P","P"]
["C3020906","C3020906 - TERRAZZO","SUBSYSTEM","SF","No","ARCHITECTURAL",100,"B","B+",null,"P","P","P","P","P","P","P","P","P","P","P","P","P","P","P","P","P","P","P","P","P","P",null,"P","P","P","P",null,null,null,null,null,"P","P","P"]
["C3020907","C3020907 - VINYL TILE","SUBSYSTEM","SF","No","ARCHITECTURAL",100,"B","B+",null,"P","P","P","P","P","P","P","P","P","P","P","P","P","P","P","P","P","P","P","P","P","P",null,"P","P","P","P",null,null,null,null,null,"P","P","P"]
["C3020908","C3020908 - CORK TILE","SUBSYSTEM","SF","No","ARCHITECTURAL",100,"B","B+",null,"P","P","P","P","P","P","P","P","P","P","P","P","P","P","P","P","P","P","P","P","P","P",null,"P","P","P","P",null,null,null,null,null,"P","P","P"]
["C3020909","C3020909 - RUBBER SHEET","SUBSYSTEM","SF","No","ARCHITECTURAL",100,"B","B+",null,"P","P","P","P","P","P","P","P","P","P","P","P","P","P","P","P","P","P","P","P","P","P",null,"P","P","P","P",null,null,null,null,null,"P","P","P"]
["C3020910","C3020910 - PORCELAIN TILE","SUBSYSTEM","SF","No","ARCHITECTURAL",100,"B","B+",null,"P","P","P","P","P","P","P","P","P","P","P","P","P","P","P","P","P","P","P","P","P","P",null,"P","P","P","P",null,null,null,null,null,"P","P","P"]
["C3020911","C3020911 - QUARRY TILE","SUBSYSTEM","SF","No","ARCHITECTURAL",100,"B","B+",null,"P","P","P","P","P","P","P","P","P","P","P","P","P","P","P","P","P","P","P","P","P","P",null,"P","P","P","P",null,null,null,null,null,"P","P","P"]
["C3020912","C3020912 - PAINT","SUBSYSTEM","SF","No","ARCHITECTURAL",100,"B","B+",null,"P","P","P","P","P","P","P","P","P","P","P","P","P","P","P","P","P","P","P","P","P","P",null,"P","P","P","P",null,null,null,null,null,"P","P","P"]
["C3020913","C3020913 - MARBLE TILE","SUBSYSTEM","SF","No","ARCHITECTURAL",100,"B","B+",null,"P","P","P","P","P","P","P","P","P","P","P","P","P","P","P","P","P","P","P","P","P","P",null,"P","P","P","P",null,null,null,null,null,"P","P","P"]
["C3020914","C3020914 - CERAMIC TILE","SUBSYSTEM","SF","No","ARCHITECTURAL",100,"B","B+",null,"P","P","P","P","P","P","P","P","P","P","P","P","P","P","P","P","P","P","P","P","P","P",null,"P","P","P","P",null,null,null,null,null,"P","P","P"]
["C3020915","C3020915 - ACCESS FLOORING","SUBSYSTEM","SF","No","ARCHITECTURAL",100,"B","B+",null,"P","P","P","P","P","P","P","P","P","P","P","P","P","P","P","P","P","P","P","P","P","P",null,"P","P","P","P",null,null,null,null,null,"P","P","P"]
["C3030","C3030 - CEILING FINISHES","SYSTEM","●","No","●","●","●","●","●"]
["C3030105","C3030105 - PLASTER","SUBSYSTEM","SF","No","ARCHITECTURAL",200,"A","A+",null,"P","P","P","P","P","P","P","P","P","P","P","P","P","P","P","P","P","P","P","P","P","P",null,"P","P","P","P",null,null,null,null,null,"P","P","P"]
["C3030110","C3030110 - DRYWALL","SUBSYSTEM","SF","No","ARCHITECTURAL",200,"A","A+",null,"P","P","P","P","P","P","P","P","P","P","P","P","P","P","P","P","P","P","P","P","P","P",null,"P","P","P","P",null,null,null,null,null,"P","P","P"]
["C3030210","C3030210 - ACOUSTICAL","SUBSYSTEM","SF","No","ARCHITECTURAL",200,"A","A+",null,"P","P","P","P","P","P","P","P","P","P","P","P","P","P","P","P","P","P","P","P","P","P",null,"P","P","P","P",null,null,null,null,null,"P","P","P"]
["C3040","C3040 - INTERIOR FINISH ASSEMBLIES","SYSTEM","●","No","●","●","●","●","●"]
["D10","D10 - CONVEYING","MASTERSYSTEM","●","No","●","●","●","●","●"]
["D1010","D1010 - ELEVATORS AND LIFTS","SYSTEM","●","No","●","●","●","●","●"]
["D1010110","D1010110 - HYDRAULIC ELEVATORS","SUBSYSTEM","EA","No","ARCHITECTURAL, STRUCTURAL, ELECTRICAL, MECHANICAL",300,"A","A+",null,"P","P","P","P","P","P","P","P","P","P","P","P","P","P","P","P","P","P","P","P","P","P",null,"P","P","P","P","P","P","P","P","P","P","P","P"]
["D1010140","D1010140 - TRACTION GEARED ELEVATORS","SUBSYSTEM","EA","No","ARCHITECTURAL, STRUCTURAL, ELECTRICAL, MECHANICAL",300,"A","A+",null,"P","P","P","P","P","P","P","P","P","P","P","P","P","P","P","P","P","P","P","P","P","P",null,"P","P","P","P","P","P","P","P","P","P","P","P"]
["D1010150","D1010150 - TRACTION GEARLESS ELEVATORS","SUBSYSTEM","EA","No","ARCHITECTURAL, STRUCTURAL, ELECTRICAL, MECHANICAL",300,"A","A+",null,"P","P","P","P","P","P","P","P","P","P","P","P","P","P","P","P","P","P","P","P","P","P",null,"P","P","P","P","P","P","P","P","P","P","P","P"]
["D1010160","D1010160 - CABLE DRUM ELEVATOR","SUBSYSTEM","EA","No","ARCHITECTURAL, STRUCTURAL, ELECTRICAL, MECHANICAL",300,"A","A+",null,"P","P","P","P","P","P","P","P","P","P","P","P","P","P","P","P","P","P","P","P","P","P",null,"P","P","P","P","P","P","P","P","P","P","P","P"]
["D1010200","D1010200 - RACK & PINION AND SCREW COLUMN ELEVATORS","SUBSYSTEM","EA","No","ARCHITECTURAL, STRUCTURAL, ELECTRICAL, MECHANICAL",300,"A","A+",null,"P","P","P","P","P","P","P","P","P","P","P","P","P","P","P","P","P","P","P","P","P","P",null,"P","P","P","P","P","P","P","P","P","P","P","P"]
["D1010250","D1010250 - ACCESSIBILITY LIFTS","SUBSYSTEM","EA","No","ARCHITECTURAL, STRUCTURAL, ELECTRICAL, MECHANICAL",300,"A","A+",null,"P","P","P","P","P","P","P","P","P","P","P","P","P","P","P","P","P","P","P","P","P","P",null,"P","P","P","P","P","P","P","P","P","P","P","P"]
["D1010300 ","D1010300  - MATERIAL LIFTS","SUBSYSTEM","EA","No","ARCHITECTURAL, STRUCTURAL, ELECTRICAL, MECHANICAL",300,"A","A+",null,"P","P","P","P","P","P","P","P","P","P","P","P","P","P","P","P","P","P","P","P","P","P",null,"P","P","P","P","P","P","P","P","P","P","P","P"]
["D1010901","D1010901 - LIFTS","SUBSYSTEM","EA","No","ARCHITECTURAL, STRUCTURAL, ELECTRICAL, MECHANICAL",300,"A","A+",null,"P","P","P","P","P","P","P","P","P","P","P","P","P","P","P","P","P","P","P","P","P","P",null,"P","P","P","P","P","P","P","P","P","P","P","P"]
["D1020","D1020 - ESCALATORS AND MOVING WALKS","SYSTEM","●","No","●","●","●","●","●"]
["D1020110","D1020110 - ESCALATORS","SUBSYSTEM","EA","No","ARCHITECTURAL, MECHANICAL",300,"A","A+",null,"P","P","P","P","P","P","P","P","P","P","P","P","P","P","P","P","P","P","P","P","P","P",null,"P","P","P","P","P","P","P","P","P","P","P","P"]
["D1020210","D1020210 - MOVING WALKS","SUBSYSTEM","LF","No","ARCHITECTURAL, MECHANICAL",300,"A","A+",null,"P","P","P","P","P","P","P","P","P","P","P","P","P","P","P","P","P","P","P","P","P","P",null,"P","P","P","P","P","P","P","P","P","P","P","P"]
["D1090","D1090 - OTHER CONVEYING SYSTEMS","SYSTEM","●","No","●","●","●","●","●"]
["D1090901","D1090901 - CONVEYORS","SUBSYSTEM","LF","No","ARCHITECTURAL, STRUCTURAL, ELECTRICAL",300,"A","A+",null,"P","P","P","P","P","P","P","P","P","P","P","P","P","P","P","P","P","P","P","P","P","P",null,"P","P","P","P","P","P","P","P","P","P","P","P"]
["D1090902","D1090902 - CRANES AND HOISTS","SUBSYSTEM","EA","No","ARCHITECTURAL, STRUCTURAL, ELECTRICAL",300,"A","A+",null,"P","P","P","P","P","P","P","P","P","P","P","P","P","P","P","P","P","P","P","P","P","P",null,"P","P","P","P","P","P","P","P","P","P","P","P"]
["D1090903","D1090903 - PNEUMATIC TUBE SYSTEM","SUBSYSTEM","LF","No","ARCHITECTURAL,ELECTRICAL, MECHANICAL",300,"A","A+",null,"P","P","P","P","P","P","P","P","P","P","P","P","P","P","P","P","P","P","P","P","P","P",null,"P","P","P","P","P","P","P","P","P","P","P","P"]
["D20","D20 - PLUMBING","MASTERSYSTEM","●","No","●","●","●","●","●"]
["D2010","D2010 - PLUMBING FIXTURES","SYSTEM","●","No","●","●","●","●","●"]
["D2010110","D2010110 - TOILET","SUBSYSTEM","EA","No","PLUMBING",300,"A","A+",null,"P","P","P","P","P","P","P","P","P","P","P","P","P","P","P","P","P","P","P","P","P","P",null,"P","P","P","P",null,"P",null,null,null,"P","P","P"]
["D2010210","D2010210 - URINAL","SUBSYSTEM","EA","No","PLUMBING",300,"A","A+",null,"P","P","P","P","P","P","P","P","P","P","P","P","P","P","P","P","P","P","P","P","P","P",null,"P","P","P","P",null,"P",null,null,null,"P","P","P"]
["D2010310","D2010310 - LAVATORY","SUBSYSTEM","EA","No","PLUMBING",300,"A","A+",null,"P","P","P","P","P","P","P","P","P","P","P","P","P","P","P","P","P","P","P","P","P","P",null,"P","P","P","P",null,"P",null,null,null,"P","P","P"]
["D2010410","D2010410 - SINK","SUBSYSTEM","EA","No","PLUMBING",300,"A","A+",null,"P","P","P","P","P","P","P","P","P","P","P","P","P","P","P","P","P","P","P","P","P","P",null,"P","P","P","P",null,"P",null,null,null,"P","P","P"]
["D2010430","D2010430 - LABORATORY SINK","SUBSYSTEM","EA","No","PLUMBING",300,"A","A+",null,"P","P","P","P","P","P","P","P","P","P","P","P","P","P","P","P","P","P","P","P","P","P",null,"P","P","P","P",null,"P",null,null,null,"P","P","P"]
["D2010510","D2010510 - BATHTUB","SUBSYSTEM","EA","No","PLUMBING",300,"A","A+",null,"P","P","P","P","P","P","P","P","P","P","P","P","P","P","P","P","P","P","P","P","P","P",null,"P","P","P","P",null,"P",null,null,null,"P","P","P"]
["D2010610","D2010610 - GROUP WASH FOUNTAIN","SUBSYSTEM","EA","No","PLUMBING",300,"A","A+",null,"P","P","P","P","P","P","P","P","P","P","P","P","P","P","P","P","P","P","P","P","P","P",null,"P","P","P","P",null,"P",null,null,null,"P","P","P"]
["D2010710","D2010710 - SHOWER","SUBSYSTEM","EA","No","PLUMBING",300,"A","A+",null,"P","P","P","P","P","P","P","P","P","P","P","P","P","P","P","P","P","P","P","P","P","P",null,"P","P","P","P",null,"P",null,null,null,"P","P","P"]
["D2010810","D2010810 - DRINKING FOUNTAIN","SUBSYSTEM","EA","No","PLUMBING",300,"A","A+",null,"P","P","P","P","P","P","P","P","P","P","P","P","P","P","P","P","P","P","P","P","P","P",null,"P","P","P","P",null,"P",null,null,null,"P","P","P"]
["D2010820","D2010820 - WATER COOLER","SUBSYSTEM","EA","No","PLUMBING",300,"A","A+",null,"P","P","P","P","P","P","P","P","P","P","P","P","P","P","P","P","P","P","P","P","P","P",null,"P","P","P","P",null,"P",null,null,null,"P","P","P"]
["D2010901","D2010901 - EMERGENCY SHOWER","SUBSYSTEM","EA","No","PLUMBING",300,"A","A+",null,"P","P","P","P","P","P","P","P","P","P","P","P","P","P","P","P","P","P","P","P","P","P",null,"P","P","P","P",null,"P",null,null,null,"P","P","P"]
["D2010902","D2010902 - EMERGENCY EYE WASH","SUBSYSTEM","EA","No","PLUMBING",300,"A","A+",null,"P","P","P","P","P","P","P","P","P","P","P","P","P","P","P","P","P","P","P","P","P","P",null,"P","P","P","P",null,"P",null,null,null,"P","P","P"]
["D2010903","D2010903 - BIDET","SUBSYSTEM","EA","No","PLUMBING",300,"A","A+",null,"P","P","P","P","P","P","P","P","P","P","P","P","P","P","P","P","P","P","P","P","P","P",null,"P","P","P","P",null,"P",null,null,null,"P","P","P"]
["D2020","D2020 - DOMESTIC WATER DISTRIBUTION","SYSTEM","●","No","●","●","●","●","●"]
["D2020210","D2020210 - WATER HEATERS, RESIDENTIAL, ELEC","SUBSYSTEM","EA","No","PLUMBING",300,"A","A+",null,"P","P","P","P","P","P","P","P","P","P","P","P","P","P","P","P","P","P","P","P","P","P",null,"P","P","P","P",null,"P",null,null,null,"P","P","P"]
["D2020220","D2020220 - WATER HEATERS, RESIDENTIAL, GAS","SUBSYSTEM","EA","No","PLUMBING",300,"A","A+",null,"P","P","P","P","P","P","P","P","P","P","P","P","P","P","P","P","P","P","P","P","P","P",null,"P","P","P","P",null,"P",null,null,null,"P","P","P"]
["D2020230","D2020230 - WATER HEATERS, RESIDENTIAL, OIL","SUBSYSTEM","EA","No","PLUMBING",300,"A","A+",null,"P","P","P","P","P","P","P","P","P","P","P","P","P","P","P","P","P","P","P","P","P","P",null,"P","P","P","P",null,"P",null,null,null,"P","P","P"]
["D2020240","D2020240 - WATER HEATERS, COMMERCIAL, ELEC","SUBSYSTEM","EA","No","PLUMBING",300,"A","A+",null,"P","P","P","P","P","P","P","P","P","P","P","P","P","P","P","P","P","P","P","P","P","P",null,"P","P","P","P",null,"P",null,null,null,"P","P","P"]
["D2020250","D2020250 - WATER HEATERS, COMMERCIAL, GAS","SUBSYSTEM","EA","No","PLUMBING",300,"A","A+",null,"P","P","P","P","P","P","P","P","P","P","P","P","P","P","P","P","P","P","P","P","P","P",null,"P","P","P","P",null,"P",null,null,null,"P","P","P"]
["D2020260","D2020260 - WATER HEATERS, COMMERCIAL, OIL","SUBSYSTEM","EA","No","PLUMBING",300,"A","A+",null,"P","P","P","P","P","P","P","P","P","P","P","P","P","P","P","P","P","P","P","P","P","P",null,"P","P","P","P",null,"P",null,null,null,"P","P","P"]
["D2020901","D2020901 - BOOSTER PUMP","SUBSYSTEM","EA","No","PLUMBING",300,"A","A+",null,"P","P","P","P","P","P","P","P","P","P","P","P","P","P","P","P","P","P","P","P","P","P",null,"P","P","P","P",null,"P",null,null,null,"P","P","P"]
["D2020902","D2020902 - STORAGE TANK","SUBSYSTEM","EA","No","PLUMBING",300,"A","A+",null,"P","P","P","P","P","P","P","P","P","P","P","P","P","P","P","P","P","P","P","P","P","P",null,"P","P","P","P",null,"P",null,null,null,"P","P","P"]
["D2020903","D2020903 - BACKFLOW PREVENTER","SUBSYSTEM","EA","No","PLUMBING",300,"A","A+",null,"P","P","P","P","P","P","P","P","P","P","P","P","P","P","P","P","P","P","P","P","P","P",null,"P","P","P","P",null,"P",null,null,null,"P","P","P"]
["D2020904","D2020904 - HEAT TRANSFER PACKAGE","SUBSYSTEM","EA","No","PLUMBING",300,"A","A+",null,"P","P","P","P","P","P","P","P","P","P","P","P","P","P","P","P","P","P","P","P","P","P",null,"P","P","P","P",null,"P",null,null,null,"P","P","P"]
["D2020905","D2020905 - PIPING/FITTINGS","SUBSYSTEM","LF","No","PLUMBING",300,"A","A+",null,"P","P","P","P","P","P","P","P","P","P","P","P","P","P","P","P","P","P","P","P","P","P",null,"P","P","P","P",null,"P",null,null,null,"P","P","P"]
["D2020906","D2020906 - CIRCULATING PUMP","SUBSYSTEM","EA","No","PLUMBING",300,"A","A+",null,"P","P","P","P","P","P","P","P","P","P","P","P","P","P","P","P","P","P","P","P","P","P",null,"P","P","P","P",null,"P",null,null,null,"P","P","P"]
["D2030","D2030 - SANITARY WASTE","SYSTEM","●","No","●","●","●","●","●"]
["D2030901","D2030901 - SANITARY WASTE SEPARATOR","SUBSYSTEM","EA","No","PLUMBING",300,"A","A+",null,"P","P","P","P","P","P","P","P","P","P","P","P","P","P","P","P","P","P","P","P","P","P",null,"P","P","P","P",null,"P",null,null,null,"P","P","P"]
["D2030902","D2030902 - WASTE/VENT PIPING","SUBSYSTEM","LF","No","PLUMBING",300,"A","A+",null,"P","P","P","P","P","P","P","P","P","P","P","P","P","P","P","P","P","P","P","P","P","P",null,"P","P","P","P",null,"P",null,null,null,"P","P","P"]
["D2030905","D2030905 - SUMP PUMP","SUBSYSTEM","EA","No","PLUMBING",300,"A","A+",null,"P","P","P","P","P","P","P","P","P","P","P","P","P","P","P","P","P","P","P","P","P","P",null,"P","P","P","P",null,"P",null,null,null,"P","P","P"]
["D2040","D2040 - RAIN WATER DRAINAGE","SYSTEM","●","No","●","●","●","●","●"]
["D2040210","D2040210 - ROOF DRAINS","SUBSYSTEM","LF","No","PLUMBING",300,"A","A+",null,"P","P","P","P","P","P","P","P","P","P","P","P","P","P","P","P","P","P","P","P","P","P",null,"P","P","P","P",null,"P",null,null,null,"P","P","P"]
["D2090","D2090 - OTHER PLUMBING SYSTEMS","SYSTEM","●","No","●","●","●","●","●"]
["D30","D30 - HVAC","MASTERSYSTEM","●","No","●","●","●","●","●"]
["D3010","D3010 - ENERGY SUPPLY","SYSTEM","●","No","●","●","●","●","●"]
["D3020","D3020 - HEAT GENERATING SYSTEMS","SYSTEM","●","No","●","●","●","●","●"]
["D3020126","D3020126 - BOILER, ELECTRIC, HOT WATER","SUBSYSTEM","EA","No","MECHANICAL",300,"A","A+",null,"P","P","P","P","P","P","P","P","P","P","P","P","P","P","P","P","P","P","P","P","P","P",null,"P","P","P","P","P","P","P","P","P","P","P","P"]
["D3020128","D3020128 - BOILER, ELECTRIC, STEAM","SUBSYSTEM","EA","No","MECHANICAL",300,"A","A+",null,"P","P","P","P","P","P","P","P","P","P","P","P","P","P","P","P","P","P","P","P","P","P",null,"P","P","P","P","P","P","P","P","P","P","P","P"]
["D3020130","D3020130 - BOILER CAST IRON HOT WATER GAS","SUBSYSTEM","EA","No","MECHANICAL",300,"A","A+",null,"P","P","P","P","P","P","P","P","P","P","P","P","P","P","P","P","P","P","P","P","P","P",null,"P","P","P","P","P","P","P","P","P","P","P","P"]
["D3020134","D3020134 - BOILER, CAST IRON, STEAM, GAS","SUBSYSTEM","EA","No","MECHANICAL",300,"A","A+",null,"P","P","P","P","P","P","P","P","P","P","P","P","P","P","P","P","P","P","P","P","P","P",null,"P","P","P","P","P","P","P","P","P","P","P","P"]
["D3020136","D3020136 - BOILER, CAST IRON HT WTR GAS/OIL","SUBSYSTEM","EA","No","MECHANICAL",300,"A","A+",null,"P","P","P","P","P","P","P","P","P","P","P","P","P","P","P","P","P","P","P","P","P","P",null,"P","P","P","P","P","P","P","P","P","P","P","P"]
["D3020138","D3020138 - BOILER, CAST IRON, STEAM GAS/OIL","SUBSYSTEM","EA","No","MECHANICAL",300,"A","A+",null,"P","P","P","P","P","P","P","P","P","P","P","P","P","P","P","P","P","P","P","P","P","P",null,"P","P","P","P","P","P","P","P","P","P","P","P"]
["D3020311","D3020311 - BOILER FUEL OIL PUMP","SUBSYSTEM","EA","No","MECHANICAL",300,"A","A+",null,"P","P","P","P","P","P","P","P","P","P","P","P","P","P","P","P","P","P","P","P","P","P",null,"P","P","P","P","P","P","P","P","P","P","P","P"]
["D3020901","D3020901 - BOILER, CAST IRON, HT WTR, OIL","SUBSYSTEM","EA","No","MECHANICAL",300,"A","A+",null,"P","P","P","P","P","P","P","P","P","P","P","P","P","P","P","P","P","P","P","P","P","P",null,"P","P","P","P","P","P","P","P","P","P","P","P"]
["D3020902","D3020902 - BOILER, CAST IRON, STEAM, OIL","SUBSYSTEM","EA","No","MECHANICAL",300,"A","A+",null,"P","P","P","P","P","P","P","P","P","P","P","P","P","P","P","P","P","P","P","P","P","P",null,"P","P","P","P","P","P","P","P","P","P","P","P"]
["D3020903","D3020903 - BOILER, SOLID FUEL","SUBSYSTEM","EA","No","MECHANICAL",300,"A","A+",null,"P","P","P","P","P","P","P","P","P","P","P","P","P","P","P","P","P","P","P","P","P","P",null,"P","P","P","P","P","P","P","P","P","P","P","P"]
["D3020904","D3020904 - BOILER FEEDWATER TANK","SUBSYSTEM","EA","No","MECHANICAL",300,"A","A+",null,"P","P","P","P","P","P","P","P","P","P","P","P","P","P","P","P","P","P","P","P","P","P",null,"P","P","P","P","P","P","P","P","P","P","P","P"]
["D3020905","D3020905 - FURNACE","SUBSYSTEM","EA","No","MECHANICAL",300,"A","A+",null,"P","P","P","P","P","P","P","P","P","P","P","P","P","P","P","P","P","P","P","P","P","P",null,"P","P","P","P","P","P","P","P","P","P","P","P"]
["D3020906","D3020906 - EXPANSION TANK","SUBSYSTEM","EA","No","MECHANICAL",300,"A","A+",null,"P","P","P","P","P","P","P","P","P","P","P","P","P","P","P","P","P","P","P","P","P","P",null,"P","P","P","P","P","P","P","P","P","P","P","P"]
["D3030","D3030 - COOLING GENERATING SYSTEMS","SYSTEM","●","No","●","●","●","●","●"]
["D3030120","D3030120 - CHILLER, SCROLL, AIR COOLED","SUBSYSTEM","EA","No","MECHANICAL",300,"A","A+",null,"P","P","P","P","P","P","P","P","P","P","P","P","P","P","P","P","P","P","P","P","P","P",null,"P","P","P","P","P","P","P","P","P","P","P","P"]
["D3030125","D3030125 - CHILLER, SCROLL, WATER COOLED","SUBSYSTEM","EA","No","MECHANICAL",300,"A","A+",null,"P","P","P","P","P","P","P","P","P","P","P","P","P","P","P","P","P","P","P","P","P","P",null,"P","P","P","P","P","P","P","P","P","P","P","P"]
["D3030130","D3030130 - CHILLER, RECIP, WATER COOLED","SUBSYSTEM","EA","No","MECHANICAL",300,"A","A+",null,"P","P","P","P","P","P","P","P","P","P","P","P","P","P","P","P","P","P","P","P","P","P",null,"P","P","P","P","P","P","P","P","P","P","P","P"]
["D3030135","D3030135 - CHILLER, RECIP, AIR COOLED","SUBSYSTEM","EA","No","MECHANICAL",300,"A","A+",null,"P","P","P","P","P","P","P","P","P","P","P","P","P","P","P","P","P","P","P","P","P","P",null,"P","P","P","P","P","P","P","P","P","P","P","P"]
["D3030140","D3030140 - CHILLER, CENTRIFUGAL, WTR COOLED","SUBSYSTEM","EA","No","MECHANICAL",300,"A","A+",null,"P","P","P","P","P","P","P","P","P","P","P","P","P","P","P","P","P","P","P","P","P","P",null,"P","P","P","P","P","P","P","P","P","P","P","P"]
["D3030145","D3030145 - CHILLER, GAS ABSO, WTR COOLED","SUBSYSTEM","EA","No","MECHANICAL",300,"A","A+",null,"P","P","P","P","P","P","P","P","P","P","P","P","P","P","P","P","P","P","P","P","P","P",null,"P","P","P","P","P","P","P","P","P","P","P","P"]
["D3030150","D3030150 - CHILLER, STEAM ABSO, WTR COOLED","SUBSYSTEM","EA","No","MECHANICAL",300,"A","A+",null,"P","P","P","P","P","P","P","P","P","P","P","P","P","P","P","P","P","P","P","P","P","P",null,"P","P","P","P","P","P","P","P","P","P","P","P"]
["D3030160","D3030160 - CHILLER, SCREW, AIR COOLED","SUBSYSTEM","EA","No","MECHANICAL",300,"A","A+",null,"P","P","P","P","P","P","P","P","P","P","P","P","P","P","P","P","P","P","P","P","P","P",null,"P","P","P","P","P","P","P","P","P","P","P","P"]
["D3030165","D3030165 - CHILLER, SCREW, WATER COOLED","SUBSYSTEM","EA","No","MECHANICAL",300,"A","A+",null,"P","P","P","P","P","P","P","P","P","P","P","P","P","P","P","P","P","P","P","P","P","P",null,"P","P","P","P","P","P","P","P","P","P","P","P"]
["D3030221","D3030221 - CONDENSING UNIT, AIR COOLED","SUBSYSTEM","EA","No","MECHANICAL",300,"A","A+",null,"P","P","P","P","P","P","P","P","P","P","P","P","P","P","P","P","P","P","P","P","P","P",null,"P","P","P","P","P","P","P","P","P","P","P","P"]
["D3030222","D3030222 - CONDENSING UNIT, WATER COOLED","SUBSYSTEM","EA","No","MECHANICAL",300,"A","A+",null,"P","P","P","P","P","P","P","P","P","P","P","P","P","P","P","P","P","P","P","P","P","P",null,"P","P","P","P","P","P","P","P","P","P","P","P"]
["D3030223","D3030223 - SPLIT DUCTLESS HEAT PUMP , OUTDOOR UNIT","SUBSYSTEM","EA","No","MECHANICAL",300,"A","A+",null,"P","P","P","P","P","P","P","P","P","P","P","P","P","P","P","P","P","P","P","P","P","P",null,"P","P","P","P","P","P","P","P","P","P","P","P"]
["D3030223","D3030223 - SPLIT DUCTLESS UNIT, OUTDOOR UNIT","SUBSYSTEM","EA","No","MECHANICAL",300,"A","A+",null,"P","P","P","P","P","P","P","P","P","P","P","P","P","P","P","P","P","P","P","P","P","P",null,"P","P","P","P","P","P","P","P","P","P","P","P"]
["D3030224","D3030224 - SPLIT SYSTEM HEAT PUMP , OUTDOOR UNIT","SUBSYSTEM","EA","No","MECHANICAL",300,"A","A+",null,"P","P","P","P","P","P","P","P","P","P","P","P","P","P","P","P","P","P","P","P","P","P",null,"P","P","P","P","P","P","P","P","P","P","P","P"]
["D3030225","D3030225 - SPLIT DUCTLESS HEAT PUMP , OUTDOOR UNIT","SUBSYSTEM","EA","No","MECHANICAL",300,"A","A+",null,"P","P","P","P","P","P","P","P","P","P","P","P","P","P","P","P","P","P","P","P","P","P",null,"P","P","P","P","P","P","P","P","P","P","P","P"]
["D3030310","D3030310 - COOLING TOWER, GALVANIZED","SUBSYSTEM","EA","No","MECHANICAL",300,"A","A+",null,"P","P","P","P","P","P","P","P","P","P","P","P","P","P","P","P","P","P","P","P","P","P",null,"P","P","P","P","P","P","P","P","P","P","P","P"]
["D3030320","D3030320 - COOLING TOWER, FIBERGLASS","SUBSYSTEM","EA","No","MECHANICAL",300,"A","A+",null,"P","P","P","P","P","P","P","P","P","P","P","P","P","P","P","P","P","P","P","P","P","P",null,"P","P","P","P","P","P","P","P","P","P","P","P"]
["D3030330","D3030330 - COOLING TOWER, STAINLESS STEEL","SUBSYSTEM","EA","No","MECHANICAL",300,"A","A+",null,"P","P","P","P","P","P","P","P","P","P","P","P","P","P","P","P","P","P","P","P","P","P",null,"P","P","P","P","P","P","P","P","P","P","P","P"]
["D3030901","D3030901 - CONDENSER, DX, AIR COOLED","SUBSYSTEM","EA","No","MECHANICAL",300,"A","A+",null,"P","P","P","P","P","P","P","P","P","P","P","P","P","P","P","P","P","P","P","P","P","P",null,"P","P","P","P","P","P","P","P","P","P","P","P"]
["D3030902","D3030902 - CONDENSER, DX, EVAPORATIVE","SUBSYSTEM","EA","No","MECHANICAL",300,"A","A+",null,"P","P","P","P","P","P","P","P","P","P","P","P","P","P","P","P","P","P","P","P","P","P",null,"P","P","P","P","P","P","P","P","P","P","P","P"]
["D3030903","D3030903 - PACKAGED DX REFRIGERANT SYSTEM","SUBSYSTEM","EA","No","MECHANICAL",300,"A","A+",null,"P","P","P","P","P","P","P","P","P","P","P","P","P","P","P","P","P","P","P","P","P","P",null,"P","P","P","P","P","P","P","P","P","P","P","P"]
["D3040","D3040 - DISTRIBUTION SYSTEMS","SYSTEM","●","No","●","●","A","A+"]
["D3040106","D3040106 - AIR HANDLING UNIT, FIELD FAB","SUBSYSTEM","EA","No","MECHANICAL",300,"A","A+",null,"P","P","P","P","P","P","P","P","P","P","P","P","P","P","P","P","P","P","P","P","P","P",null,"P","P","P","P","P","P","P","P","P","P","P","P"]
["D3040110","D3040110 - AIR HANDLING UNIT, CENTRAL STA","SUBSYSTEM","EA","No","MECHANICAL",300,"A","A+",null,"P","P","P","P","P","P","P","P","P","P","P","P","P","P","P","P","P","P","P","P","P","P",null,"P","P","P","P","P","P","P","P","P","P","P","P"]
["D3040114","D3040114 - AIR HANDLING UNIT, ROOFTOP","SUBSYSTEM","EA","No","MECHANICAL",300,"A","A+",null,"P","P","P","P","P","P","P","P","P","P","P","P","P","P","P","P","P","P","P","P","P","P",null,"P","P","P","P","P","P","P","P","P","P","P","P"]
["D3040118","D3040118 - FAN COIL A/C, CAB MNT, TWO PIPE","SUBSYSTEM","EA","No","MECHANICAL",300,"A","A+",null,"P","P","P","P","P","P","P","P","P","P","P","P","P","P","P","P","P","P","P","P","P","P",null,"P","P","P","P","P","P","P","P","P","P","P","P"]
["D3040122","D3040122 - FAN COIL A/C, CAB MNT, FOUR PIPE","SUBSYSTEM","EA","No","MECHANICAL",300,"A","A+",null,"P","P","P","P","P","P","P","P","P","P","P","P","P","P","P","P","P","P","P","P","P","P",null,"P","P","P","P","P","P","P","P","P","P","P","P"]
["D3040124","D3040124 - FAN COIL A/C, DUCT MOUNT, 2 PIPE","SUBSYSTEM","EA","No","MECHANICAL",300,"A","A+",null,"P","P","P","P","P","P","P","P","P","P","P","P","P","P","P","P","P","P","P","P","P","P",null,"P","P","P","P","P","P","P","P","P","P","P","P"]
["D3040128","D3040128 - FAN COIL A/C, DUCT MOUNT, 4 PIPE","SUBSYSTEM","EA","No","MECHANICAL",300,"A","A+",null,"P","P","P","P","P","P","P","P","P","P","P","P","P","P","P","P","P","P","P","P","P","P",null,"P","P","P","P","P","P","P","P","P","P","P","P"]
["D3040132","D3040132 - VAV TERMINAL","SUBSYSTEM","EA","No","MECHANICAL",300,"A","A+",null,"P","P","P","P","P","P","P","P","P","P","P","P","P","P","P","P","P","P","P","P","P","P",null,"P","P","P","P","P","P","P","P","P","P","P","P"]
["D3040136","D3040136 - VAV TERMINAL, FAN POWERED","SUBSYSTEM","EA","No","MECHANICAL",300,"A","A+",null,"P","P","P","P","P","P","P","P","P","P","P","P","P","P","P","P","P","P","P","P","P","P",null,"P","P","P","P","P","P","P","P","P","P","P","P"]
["D3040220","D3040220 - FAN SYSTEM, CENTRIFUGAL IN-LINE","SUBSYSTEM","EA","No","MECHANICAL",300,"A","A+",null,"P","P","P","P","P","P","P","P","P","P","P","P","P","P","P","P","P","P","P","P","P","P",null,"P","P","P","P","P","P","P","P","P","P","P","P"]
["D3040230","D3040230 - FAN SYSTEM, UTILITY SET","SUBSYSTEM","EA","No","MECHANICAL",300,"A","A+",null,"P","P","P","P","P","P","P","P","P","P","P","P","P","P","P","P","P","P","P","P","P","P",null,"P","P","P","P","P","P","P","P","P","P","P","P"]
["D3040240","D3040240 - FAN SYSTEM, ROOF EXHAUST","SUBSYSTEM","EA","No","MECHANICAL",300,"A","A+",null,"P","P","P","P","P","P","P","P","P","P","P","P","P","P","P","P","P","P","P","P","P","P",null,"P","P","P","P","P","P","P","P","P","P","P","P"]
["D3040250","D3040250 - COMM/IND VACUUM DUST COLLECTION","SUBSYSTEM","EA","No","MECHANICAL",300,"A","A+",null,"P","P","P","P","P","P","P","P","P","P","P","P","P","P","P","P","P","P","P","P","P","P",null,"P","P","P","P","P","P","P","P","P","P","P","P"]
["D3040260","D3040260 - KITCHEN EXHAUST/MAKE-UP AIR","SUBSYSTEM","EA","No","MECHANICAL",300,"A","A+",null,"P","P","P","P","P","P","P","P","P","P","P","P","P","P","P","P","P","P","P","P","P","P",null,"P","P","P","P","P","P","P","P","P","P","P","P"]
["D3040312","D3040312 - CONDENSATE RETURN PUMP","SUBSYSTEM","EA","No","MECHANICAL",300,"A","A+",null,"P","P","P","P","P","P","P","P","P","P","P","P","P","P","P","P","P","P","P","P","P","P",null,"P","P","P","P","P","P","P","P","P","P","P","P"]
["D3040313","D3040313 - CONDENSATE RETURN PUMP, DUPLEX","SUBSYSTEM","EA","No","MECHANICAL",300,"A","A+",null,"P","P","P","P","P","P","P","P","P","P","P","P","P","P","P","P","P","P","P","P","P","P",null,"P","P","P","P","P","P","P","P","P","P","P","P"]
["D3040330","D3040330 - CIRCULATING PUMP, END SUCTION","SUBSYSTEM","EA","No","MECHANICAL",300,"A","A+",null,"P","P","P","P","P","P","P","P","P","P","P","P","P","P","P","P","P","P","P","P","P","P",null,"P","P","P","P","P","P","P","P","P","P","P","P"]
["D3040340","D3040340 - CIRCULATING PUMP, DOUBLE SUCTION","SUBSYSTEM","EA","No","MECHANICAL",300,"A","A+",null,"P","P","P","P","P","P","P","P","P","P","P","P","P","P","P","P","P","P","P","P","P","P",null,"P","P","P","P","P","P","P","P","P","P","P","P"]
["D3040610","D3040610 - HEAT EXCHANGER, PLATE TYPE","SUBSYSTEM","EA","No","MECHANICAL",300,"A","A+",null,"P","P","P","P","P","P","P","P","P","P","P","P","P","P","P","P","P","P","P","P","P","P",null,"P","P","P","P","P","P","P","P","P","P","P","P"]
["D3040620","D3040620 - HEAT EXCHANGER, SHELL  TUBE","SUBSYSTEM","EA","No","MECHANICAL",300,"A","A+",null,"P","P","P","P","P","P","P","P","P","P","P","P","P","P","P","P","P","P","P","P","P","P",null,"P","P","P","P","P","P","P","P","P","P","P","P"]
["D3040901","D3040901 - DEHUMIDIFIER","SUBSYSTEM","EA","No","MECHANICAL",300,"A","A+",null,"P","P","P","P","P","P","P","P","P","P","P","P","P","P","P","P","P","P","P","P","P","P",null,"P","P","P","P","P","P","P","P","P","P","P","P"]
["D3040902","D3040902 - HUMIDIFIER","SUBSYSTEM","EA","No","MECHANICAL",300,"A","A+",null,"P","P","P","P","P","P","P","P","P","P","P","P","P","P","P","P","P","P","P","P","P","P",null,"P","P","P","P","P","P","P","P","P","P","P","P"]
["D3040903","D3040903 - FAN COIL A/C, DX","SUBSYSTEM","EA","No","MECHANICAL",300,"A","A+",null,"P","P","P","P","P","P","P","P","P","P","P","P","P","P","P","P","P","P","P","P","P","P",null,"P","P","P","P","P","P","P","P","P","P","P","P"]
["D3040904","D3040904 - SPLIT DUCTLESS SYSTEM, INDOOR UNIT","SUBSYSTEM","EA","No","MECHANICAL",300,"A","A+",null,"P","P","P","P","P","P","P","P","P","P","P","P","P","P","P","P","P","P","P","P","P","P",null,"P","P","P","P","P","P","P","P","P","P","P","P"]
["D3040905","D3040905 - SPLIT SYSTEM HEAT PUMP, INDOOR UNIT","SUBSYSTEM","EA","No","MECHANICAL",300,"A","A+",null,"P","P","P","P","P","P","P","P","P","P","P","P","P","P","P","P","P","P","P","P","P","P",null,"P","P","P","P","P","P","P","P","P","P","P","P"]
["D3050","D3050 - TERMINAL & PACKAGE UNITS","SYSTEM","●","No","●","●","●","●","●"]
["D3050120","D3050120 - UNIT HEATERS, GAS","SUBSYSTEM","EA","No","MECHANICAL",300,"A","A+",null,"P","P","P","P","P","P","P","P","P","P","P","P","P","P","P","P","P","P","P","P","P","P",null,"P","P","P","P","P","P","P","P","P","P","P","P"]
["D3050130","D3050130 - UNIT HEATERS, HYDRONIC","SUBSYSTEM","EA","No","MECHANICAL",300,"A","A+",null,"P","P","P","P","P","P","P","P","P","P","P","P","P","P","P","P","P","P","P","P","P","P",null,"P","P","P","P","P","P","P","P","P","P","P","P"]
["D3050170","D3050170 - SPLIT SYSTEMS AIR COOLED CONDENSE UNIT","SUBSYSTEM","EA","No","MECHANICAL",300,"A","A+",null,"P","P","P","P","P","P","P","P","P","P","P","P","P","P","P","P","P","P","P","P","P","P",null,"P","P","P","P","P","P","P","P","P","P","P","P"]
["D3050175","D3050175 - ROOFTOP A/C","SUBSYSTEM","EA","No","MECHANICAL",300,"A","A+",null,"P","P","P","P","P","P","P","P","P","P","P","P","P","P","P","P","P","P","P","P","P","P",null,"P","P","P","P","P","P","P","P","P","P","P","P"]
["D3050176","D3050176 - ROOFTOP AIR CONDITIONER, ELECTRIC HEAT","SUBSYSTEM","EA","No","MECHANICAL",300,"A","A+",null,"P","P","P","P","P","P","P","P","P","P","P","P","P","P","P","P","P","P","P","P","P","P",null,"P","P","P","P","P","P","P","P","P","P","P","P"]
["D3050178","D3050178 - ROOFTOP AIR CONDITIONER, HOT WATER HEAT","SUBSYSTEM","EA","No","MECHANICAL",300,"A","A+",null,"P","P","P","P","P","P","P","P","P","P","P","P","P","P","P","P","P","P","P","P","P","P",null,"P","P","P","P","P","P","P","P","P","P","P","P"]
["D3050179","D3050179 - ROOFTOP AIR CONDITIONER, STEAM HEAT","SUBSYSTEM","EA","No","MECHANICAL",300,"A","A+",null,"P","P","P","P","P","P","P","P","P","P","P","P","P","P","P","P","P","P","P","P","P","P",null,"P","P","P","P","P","P","P","P","P","P","P","P"]
["D3050185","D3050185 - COMPUTER ROOM COOLING UNITS","SUBSYSTEM","EA","No","MECHANICAL",300,"A","A+",null,"P","P","P","P","P","P","P","P","P","P","P","P","P","P","P","P","P","P","P","P","P","P",null,"P","P","P","P","P","P","P","P","P","P","P","P"]
["D3050201","D3050201 - PKG A/C, AIR COOLED, ELEC HEAT","SUBSYSTEM","EA","No","MECHANICAL",300,"A","A+",null,"P","P","P","P","P","P","P","P","P","P","P","P","P","P","P","P","P","P","P","P","P","P",null,"P","P","P","P","P","P","P","P","P","P","P","P"]
["D3050203","D3050203 - PKG A/C, AIR COOLED, HW HEAT","SUBSYSTEM","EA","No","MECHANICAL",300,"A","A+",null,"P","P","P","P","P","P","P","P","P","P","P","P","P","P","P","P","P","P","P","P","P","P",null,"P","P","P","P","P","P","P","P","P","P","P","P"]
["D3050210","D3050210 - PKG A/C, WATER COOLED, ELEC HEAT","SUBSYSTEM","EA","No","MECHANICAL",300,"A","A+",null,"P","P","P","P","P","P","P","P","P","P","P","P","P","P","P","P","P","P","P","P","P","P",null,"P","P","P","P","P","P","P","P","P","P","P","P"]
["D3050220","D3050220 - PKG A/C, WATER COOLED, HW HEAT","SUBSYSTEM","EA","No","MECHANICAL",300,"A","A+",null,"P","P","P","P","P","P","P","P","P","P","P","P","P","P","P","P","P","P","P","P","P","P",null,"P","P","P","P","P","P","P","P","P","P","P","P"]
["D3050230","D3050230 - HEAT PUMP, WTR SOURCE, CENT STA","SUBSYSTEM","EA","No","MECHANICAL",300,"A","A+",null,"P","P","P","P","P","P","P","P","P","P","P","P","P","P","P","P","P","P","P","P","P","P",null,"P","P","P","P","P","P","P","P","P","P","P","P"]
["D3050235","D3050235 - HEAT PUMP, WATER SOURCE, CONSOLE","SUBSYSTEM","EA","No","MECHANICAL",300,"A","A+",null,"P","P","P","P","P","P","P","P","P","P","P","P","P","P","P","P","P","P","P","P","P","P",null,"P","P","P","P","P","P","P","P","P","P","P","P"]
["D3050240","D3050240 - HEAT PUMP, DUCT MNT, HORIZONTAL","SUBSYSTEM","EA","No","MECHANICAL",300,"A","A+",null,"P","P","P","P","P","P","P","P","P","P","P","P","P","P","P","P","P","P","P","P","P","P",null,"P","P","P","P","P","P","P","P","P","P","P","P"]
["D3050245","D3050245 - HEAT PUMP, AIR/AIR, ROOF TOP","SUBSYSTEM","EA","No","MECHANICAL",300,"A","A+",null,"P","P","P","P","P","P","P","P","P","P","P","P","P","P","P","P","P","P","P","P","P","P",null,"P","P","P","P","P","P","P","P","P","P","P","P"]
["D3050255","D3050255 - THRU-WALL A/C UNIT","SUBSYSTEM","EA","No","MECHANICAL",300,"A","A+",null,"P","P","P","P","P","P","P","P","P","P","P","P","P","P","P","P","P","P","P","P","P","P",null,"P","P","P","P","P","P","P","P","P","P","P","P"]
["D3050260","D3050260 - THRU-WALL HEAT PUMP","SUBSYSTEM","EA","No","MECHANICAL",300,"A","A+",null,"P","P","P","P","P","P","P","P","P","P","P","P","P","P","P","P","P","P","P","P","P","P",null,"P","P","P","P","P","P","P","P","P","P","P","P"]
["D3050330","D3050330 - PACKAGE TERMINAL AIR CONDITIONER (PTAC)","SUBSYSTEM","EA","No","MECHANICAL",300,"A","A+",null,"P","P","P","P","P","P","P","P","P","P","P","P","P","P","P","P","P","P","P","P","P","P",null,"P","P","P","P","P","P","P","P","P","P","P","P"]
["D3050340","D3050340 - PACKAGE TERMINAL HEAT PUMP (PTHP)","SUBSYSTEM","EA","No","MECHANICAL",300,"A","A+",null,"P","P","P","P","P","P","P","P","P","P","P","P","P","P","P","P","P","P","P","P","P","P",null,"P","P","P","P","P","P","P","P","P","P","P","P"]
["D3050530","D3050530 - BASEBOARD HEATING","SUBSYSTEM","EA","No","MECHANICAL",300,"A","A+",null,"P","P","P","P","P","P","P","P","P","P","P","P","P","P","P","P","P","P","P","P","P","P",null,"P","P","P","P","P","P","P","P","P","P","P","P"]
["D3050901","D3050901 - UNIT HEATERS, ELECTRIC","SUBSYSTEM","EA","No","MECHANICAL",300,"A","A+",null,"P","P","P","P","P","P","P","P","P","P","P","P","P","P","P","P","P","P","P","P","P","P",null,"P","P","P","P","P","P","P","P","P","P","P","P"]
["D3050902","D3050902 - UNIT HEATER, INFRARED","SUBSYSTEM","EA","No","MECHANICAL",300,"A","A+",null,"P","P","P","P","P","P","P","P","P","P","P","P","P","P","P","P","P","P","P","P","P","P",null,"P","P","P","P","P","P","P","P","P","P","P","P"]
["D3050904","D3050904 - SMOKE VENTS","SUBSYSTEM","EA","No","MECHANICAL",300,"A","A+",null,"P","P","P","P","P","P","P","P","P","P","P","P","P","P","P","P","P","P","P","P","P","P",null,"P","P","P","P","P","P","P","P","P","P","P","P"]
["D3050905","D3050905 - HYDRONIC HEATING - FIN TUBE","SUBSYSTEM","LF","No","MECHANICAL",300,"A","A+",null,"P","P","P","P","P","P","P","P","P","P","P","P","P","P","P","P","P","P","P","P","P","P",null,"P","P","P","P","P","P","P","P","P","P","P","P"]
["D3060","D3060 - CONTROLS & INSTRUMENTATION","SYSTEM","●","No","●","●","●","●","●"]
["D3060901","D3060901 - HVAC CONTROLS, ELECTRIC, DIGITAL","SUBSYSTEM","EA","No","MECHANICAL",300,"A","A+",null,"P","P","P","P","P","P","P","P","P","P","P","P","P","P","P","P","P","P","P","P","P","P",null,"P","P","P","P","P","P","P","P","P","P","P","P"]
["D3060902","D3060902 - HVAC CONTROLS, PNUEMATIC","SUBSYSTEM","EA","No","MECHANICAL",300,"A","A+",null,"P","P","P","P","P","P","P","P","P","P","P","P","P","P","P","P","P","P","P","P","P","P",null,"P","P","P","P","P","P","P","P","P","P","P","P"]
["D3060903","D3060903 - AIR COMPRESSOR","SUBSYSTEM","EA","No","MECHANICAL",300,"A","A+",null,"P","P","P","P","P","P","P","P","P","P","P","P","P","P","P","P","P","P","P","P","P","P",null,"P","P","P","P","P","P","P","P","P","P","P","P"]
["D3060904","D3060904 - AIR DRYER","SUBSYSTEM","EA","No","MECHANICAL",300,"A","A+",null,"P","P","P","P","P","P","P","P","P","P","P","P","P","P","P","P","P","P","P","P","P","P",null,"P","P","P","P","P","P","P","P","P","P","P","P"]
["D3060905","D3060905 - DIRECT DIGITAL CONTROL (DDC) SYSTEM","SUBSYSTEM","EA","No","MECHANICAL",300,"A","A+",null,"P","P","P","P","P","P","P","P","P","P","P","P","P","P","P","P","P","P","P","P","P","P",null,"P","P","P","P","P","P","P","P","P","P","P","P"]
["D3090","D3090 - OTHER HVAC SYSTEMS & EQUIPMENT","SYSTEM","●","No","●","●","●","●","●"]
["D3090220","D3090220 - ENERGY RECOVERY WHEEL","SUBSYSTEM","EA","No","MECHANICAL",300,"A","A+",null,"P","P","P","P","P","P","P","P","P","P","P","P","P","P","P","P","P","P","P","P","P","P",null,"P","P","P","P","P","P","P","P","P","P","P","P"]
["D3090310","D3090310 - FUME HOOD EXHAUST SYSTEM","SUBSYSTEM","EA","No","MECHANICAL",300,"A","A+",null,"P","P","P","P","P","P","P","P","P","P","P","P","P","P","P","P","P","P","P","P","P","P",null,"P","P","P","P","P","P","P","P","P","P","P","P"]
["D3090320","D3090320 - GARAGE EXHAUST SYSTEMS","SUBSYSTEM","EA","No","MECHANICAL",300,"A","A+",null,"P","P","P","P","P","P","P","P","P","P","P","P","P","P","P","P","P","P","P","P","P","P",null,"P","P","P","P","P","P","P","P","P","P","P","P"]
["D3090901","D3090901 - INDUSTRIAL EXHAUST SYSTEM","SUBSYSTEM","EA","No","MECHANICAL",300,"A","A+",null,"P","P","P","P","P","P","P","P","P","P","P","P","P","P","P","P","P","P","P","P","P","P",null,"P","P","P","P","P","P","P","P","P","P","P","P"]
["D3090902","D3090902 - CHEMICAL FEEDWATER","SUBSYSTEM","EA","No","MECHANICAL",300,"A","A+",null,"P","P","P","P","P","P","P","P","P","P","P","P","P","P","P","P","P","P","P","P","P","P",null,"P","P","P","P","P","P","P","P","P","P","P","P"]
["D3090903","D3090903 - AIR CURTAIN","SUBSYSTEM","LF","No","MECHANICAL",300,"A","A+",null,"P","P","P","P","P","P","P","P","P","P","P","P","P","P","P","P","P","P","P","P","P","P",null,"P","P","P","P","P","P","P","P","P","P","P","P"]
["D40","D40 - FIRE PROTECTION","MASTERSYSTEM","●","No","●","●","●","●","●"]
["D4010","D4010 - SPRINKLERS","SYSTEM","●","No","●","●","●","●","●"]
["D4010310","D4010310 - DRY PIPE SYSTEMS","SUBSYSTEM","SF","No","FIRE PROTECTION",300,"A","A+",null,"P","P","P","P","P","P","P","P","P","P","P","P","P","P","P","P","P","P","P","P","P","P",null,"P","P","P","P","P","P","P","P","P","P","P","P"]
["D4010350","D4010350 - PREACTION SYSTEMS","SUBSYSTEM","SF","No","FIRE PROTECTION",300,"A","A+",null,"P","P","P","P","P","P","P","P","P","P","P","P","P","P","P","P","P","P","P","P","P","P",null,"P","P","P","P","P","P","P","P","P","P","P","P"]
["D4010370","D4010370 - DELUGE SYSTEMS","SUBSYSTEM","SF","No","FIRE PROTECTION",300,"A","A+",null,"P","P","P","P","P","P","P","P","P","P","P","P","P","P","P","P","P","P","P","P","P","P",null,"P","P","P","P","P","P","P","P","P","P","P","P"]
["D4010390","D4010390 - FIRECYCLE SYSTEMS","SUBSYSTEM","SF","No","FIRE PROTECTION",300,"A","A+",null,"P","P","P","P","P","P","P","P","P","P","P","P","P","P","P","P","P","P","P","P","P","P",null,"P","P","P","P","P","P","P","P","P","P","P","P"]
["D4010410","D4010410 - WET PIPE SYSTEMS","SUBSYSTEM","SF","No","FIRE PROTECTION",300,"A","A+",null,"P","P","P","P","P","P","P","P","P","P","P","P","P","P","P","P","P","P","P","P","P","P",null,"P","P","P","P","P","P","P","P","P","P","P","P"]
["D4010905","D4010905 - FIRE PUMP, ELECTRIC MOTOR DRIVEN","SUBSYSTEM","EA","No","FIRE PROTECTION",300,"A","A+",null,"P","P","P","P","P","P","P","P","P","P","P","P","P","P","P","P","P","P","P","P","P","P",null,"P","P","P","P","P","P","P","P","P","P","P","P"]
["D4010906","D4010906 - FIRE PUMP, ENGINE DRIVIEN","SUBSYSTEM","EA","No","FIRE PROTECTION",300,"A","A+",null,"P","P","P","P","P","P","P","P","P","P","P","P","P","P","P","P","P","P","P","P","P","P",null,"P","P","P","P","P","P","P","P","P","P","P","P"]
["D4010907","D4010907 - JOCKEY PUMP","SUBSYSTEM","EA","No","FIRE PROTECTION",300,"A","A+",null,"P","P","P","P","P","P","P","P","P","P","P","P","P","P","P","P","P","P","P","P","P","P",null,"P","P","P","P","P","P","P","P","P","P","P","P"]
["D4010908","D4010908 - AIR COMPRESSOR","SUBSYSTEM","EA","No","FIRE PROTECTION",300,"A","A+",null,"P","P","P","P","P","P","P","P","P","P","P","P","P","P","P","P","P","P","P","P","P","P",null,"P","P","P","P","P","P","P","P","P","P","P","P"]
["D4020","D4020 - STANDPIPES","SYSTEM","●","No","●","●","●","●","●"]
["D4020310","D4020310 - RISER","SUBSYSTEM","FLOOR","No","FIRE PROTECTION",300,"A","A+",null,"P","P","P","P","P","P","P","P","P","P","P","P","P","P","P","P","P","P","P","P","P","P",null,"P","P","P","P","P","P","P","P","P","P","P","P"]
["D4030","D4030 - FIRE PROTECTION SPECIALTIES","SYSTEM","●","No","●","●","●","●","●"]
["D4090","D4090 - OTHER FIRE PROTECTION SYSTEMS","SYSTEM","●","No","●","●","●","●","●"]
["D4090901","D4090901 - CARBON DIOXIDE EXTINGUISHING SYS","SUBSYSTEM","EA","No","FIRE PROTECTION",300,"A","A+",null,"P","P","P","P","P","P","P","P","P","P","P","P","P","P","P","P","P","P","P","P","P","P",null,"P","P","P","P","P","P","P","P","P","P","P","P"]
["D4090902","D4090902 - HOOD FIRE PROTECTION","SUBSYSTEM","EA","No","FIRE PROTECTION",300,"A","A+",null,"P","P","P","P","P","P","P","P","P","P","P","P","P","P","P","P","P","P","P","P","P","P",null,"P","P","P","P","P","P","P","P","P","P","P","P"]
["D4090903","D4090903 - BACKFLOW PREVENTER","SUBSYSTEM","EA","No","FIRE PROTECTION",300,"A","A+",null,"P","P","P","P","P","P","P","P","P","P","P","P","P","P","P","P","P","P","P","P","P","P",null,"P","P","P","P","P","P","P","P","P","P","P","P"]
["D4090904","D4090904 - FIRE PUMPS","SUBSYSTEM","EA","No","FIRE PROTECTION",300,"A","A+",null,"P","P","P","P","P","P","P","P","P","P","P","P","P","P","P","P","P","P","P","P","P","P",null,"P","P","P","P","P","P","P","P","P","P","P","P"]
["D4090920","D4090920 - CLEAN AGENT EXTINGUISHING SYSTEM","SUBSYSTEM","SF","No","FIRE PROTECTION",300,"A","A+",null,"P","P","P","P","P","P","P","P","P","P","P","P","P","P","P","P","P","P","P","P","P","P",null,"P","P","P","P","P","P","P","P","P","P","P","P"]
["D50","D50 - ELECTRICAL","MASTERSYSTEM","●","No","●","●","●","●","●"]
["D5010","D5010 - ELECTRICAL SERVICE & DISTRIBUTION","SYSTEM","●","No","●","●","●","●","●"]
["D5010120","D5010120 - ELECTRICAL SERVICE","SUBSYSTEM","EA","No","ELECTRICAL",200,"A","A+",null,"P","P","P","P","P","P","P","P","P","P","P","P","P","P","P","P","P","P","P","P","P","P",null,"P","P","P","P","P","P","P","P","P","P","P","P"]
["D5010240","D5010240 - SWITCHGEAR","SUBSYSTEM","EA","No","ELECTRICAL",200,"A","A+",null,"P","P","P","P","P","P","P","P","P","P","P","P","P","P","P","P","P","P","P","P","P","P",null,"P","P","P","P","P","P","P","P","P","P","P","P"]
["D5010901","D5010901 - TRANSFER SWITCH","SUBSYSTEM","EA","No","ELECTRICAL",200,"A","A+",null,"P","P","P","P","P","P","P","P","P","P","P","P","P","P","P","P","P","P","P","P","P","P",null,"P","P","P","P","P","P","P","P","P","P","P","P"]
["D5010902","D5010902 - TRANSFORMER","SUBSYSTEM","EA","No","ELECTRICAL",200,"A","A+",null,"P","P","P","P","P","P","P","P","P","P","P","P","P","P","P","P","P","P","P","P","P","P",null,"P","P","P","P","P","P","P","P","P","P","P","P"]
["D5010903","D5010903 - MOTOR CONTROL CENTER","SUBSYSTEM","EA","No","ELECTRICAL",200,"A","A+",null,"P","P","P","P","P","P","P","P","P","P","P","P","P","P","P","P","P","P","P","P","P","P",null,"P","P","P","P","P","P","P","P","P","P","P","P"]
["D5010905","D5010905 - CAPACITOR BANK","SUBSYSTEM","EA","No","ELECTRICAL",200,"A","A+",null,"P","P","P","P","P","P","P","P","P","P","P","P","P","P","P","P","P","P","P","P","P","P",null,"P","P","P","P","P","P","P","P","P","P","P","P"]
["D5010906","D5010906 - PANELBOARDS","SUBSYSTEM","EA","No","ELECTRICAL",200,"A","A+",null,"P","P","P","P","P","P","P","P","P","P","P","P","P","P","P","P","P","P","P","P","P","P",null,"P","P","P","P","P","P","P","P","P","P","P","P"]
["D5020","D5020 - LIGHTING & BRANCH WIRING","SYSTEM","●","No","●","●","●","●","●"]
["D5020120","D5020120 - ELECTRICAL DISTRIBUTION","SUBSYSTEM","SF","No","ELECTRICAL",200,"A","A+",null,"P","P","P","P","P","P","P","P","P","P","P","P","P","P","P","P","P","P","P","P","P","P",null,"P","P","P","P",null,"P",null,null,null,"P","P","P"]
["D5020248","D5020248 - INTERIOR LIGHTING, FLUORECENT","SUBSYSTEM","EA","No","ELECTRICAL",300,"A","A+",null,"P","P","P","P","P","P","P","P","P","P","P","P","P","P","P","P","P","P","P","P","P","P",null,"P","P","P","P",null,"P",null,null,null,"P","P","P"]
["D5020250","D5020250 - INTERIOR LIGHTING, INCANDESCENT","SUBSYSTEM","EA","No","ELECTRICAL",300,"A","A+",null,"P","P","P","P","P","P","P","P","P","P","P","P","P","P","P","P","P","P","P","P","P","P",null,"P","P","P","P",null,"P",null,null,null,"P","P","P"]
["D5020252","D5020252 - INTERIOR LIGHTING, HIGH INT","SUBSYSTEM","EA","No","ELECTRICAL",300,"A","A+",null,"P","P","P","P","P","P","P","P","P","P","P","P","P","P","P","P","P","P","P","P","P","P",null,"P","P","P","P",null,"P",null,null,null,"P","P","P"]
["D5020901","D5020901 - EXIT LIGHTING","SUBSYSTEM","EA","No","ELECTRICAL",300,"A","A+",null,"P","P","P","P","P","P","P","P","P","P","P","P","P","P","P","P","P","P","P","P","P","P",null,"P","P","P","P",null,"P",null,null,null,"P","P","P"]
["D5020902","D5020902 - EXPLOSION PROOF LIGHTING","SUBSYSTEM","EA","No","ELECTRICAL",300,"A","A+",null,"P","P","P","P","P","P","P","P","P","P","P","P","P","P","P","P","P","P","P","P","P","P",null,"P","P","P","P",null,"P",null,null,null,"P","P","P"]
["D5020903","D5020903 - EXTERIOR LIGHTING","SUBSYSTEM","EA","No","ELECTRICAL",300,"A","A+",null,"P","P","P","P","P","P","P","P","P","P","P","P","P","P","P","P","P","P","P","P","P","P",null,"P","P","P","P",null,"P",null,null,null,"P","P","P"]
["D5030","D5030 - COMMUNICATION AND SECURITY","SYSTEM","●","No","●","●","●","●","●"]
["D5030910","D5030910 - COMMUNICATION/ALARM SYSTEMS","SUBSYSTEM","EA","No","ELECTRICAL",200,"A","A+",null,"P","P","P","P","P","P","P","P","P","P","P","P","P","P","P","P","P","P","P","P","P","P",null,"P","P","P","P","P","P","P","P","P","P","P","P"]
["D5030911","D5030911 - FIRE ALARM CONTROL PANEL & ALARM SYSTEM","SUBSYSTEM","EA","No","ELECTRICAL",200,"A","A+",null,"P","P","P","P","P","P","P","P","P","P","P","P","P","P","P","P","P","P","P","P","P","P",null,"P","P","P","P","P","P","P","P","P","P","P","P"]
["D5030930","D5030930 - MASTER BOX","SUBSYSTEM","EA","No","ELECTRICAL",200,"A","A+",null,"P","P","P","P","P","P","P","P","P","P","P","P","P","P","P","P","P","P","P","P","P","P",null,"P","P","P","P","P","P","P","P","P","P","P","P"]
["D5090","D5090 - OTHER ELECTRICAL SYSTEMS","SYSTEM","●","No","●","●","●","●","●"]
["D5090210","D5090210 - GENERATORS","SUBSYSTEM","EA","No","ELECTRICAL",300,"A","A+",null,"P","P","P","P","P","P","P","P","P","P","P","P","P","P","P","P","P","P","P","P","P","P",null,"P","P","P","P",null,"P",null,null,null,"P","P","P"]
["D5090901","D5090901 - EMERGENCY LIGHTING","SUBSYSTEM","EA","No","ELECTRICAL",300,"A","A+",null,"P","P","P","P","P","P","P","P","P","P","P","P","P","P","P","P","P","P","P","P","P","P",null,"P","P","P","P",null,"P",null,null,null,"P","P","P"]
["D5090902","D5090902 - LIGHTNING PROTECTION (ARRESTERS)","SUBSYSTEM","EA","No","ELECTRICAL",200,"A","A+",null,"P","P","P","P","P","P","P","P","P","P","P","P","P","P","P","P","P","P","P","P","P","P",null,"P","P","P","P",null,"P",null,null,null,"P","P","P"]
["D5090903","D5090903 - GROUNDING SYSTEM","SUBSYSTEM","EA","No","ELECTRICAL",200,"A","A+",null,"P","P","P","P","P","P","P","P","P","P","P","P","P","P","P","P","P","P","P","P","P","P",null,"P","P","P","P",null,"P",null,null,null,"P","P","P"]
["D5090904","D5090904 - UNINTERUPTIBLE POWER SUPPLY","SUBSYSTEM","EA","No","ELECTRICAL",300,"A","A+",null,"P","P","P","P","P","P","P","P","P","P","P","P","P","P","P","P","P","P","P","P","P","P",null,"P","P","P","P",null,"P",null,null,null,"P","P","P"]
["E10","E10 - EQUIPMENT","MASTERSYSTEM","●","No","●","●","●","●","●"]
["E1010","E1010 - COMMERCIAL EQUIPMENT","SYSTEM","●","No","●","●","●","●","●"]
["E1010220","E1010220 - CONDENSING UNIT, AIR COOLED","SUBSYSTEM","EA","No","ARCHITECTURAL",200,"A","A+",null,"P","P","P","P","P","P","P","P","P","P","P","P","P","P","P","P","P","P","P","P","P","P",null,"P","P","P","P","P","P","P","P","P","P","P","P"]
["E1010901","E1010901 - CONDENSER, DX, AIR COOLED","SUBSYSTEM","EA","No","ARCHITECTURAL",200,"A","A+",null,"P","P","P","P","P","P","P","P","P","P","P","P","P","P","P","P","P","P","P","P","P","P",null,"P","P","P","P","P","P","P","P","P","P","P","P"]
["E1010910","E1010910 - REFRIGERATOR/FREEZER WALK-IN BOX","SUBSYSTEM","EA","No","ARCHITECTURAL",200,"A","A+",null,"P","P","P","P","P","P","P","P","P","P","P","P","P","P","P","P","P","P","P","P","P","P",null,"P","P","P","P","P","P","P","P","P","P","P","P"]
["E1020","E1020 - INSTITUTIONAL EQUIPMENT","SYSTEM","●","No","●","●","●","●","●"]
["E1030","E1030 - VEHICULAR EQUIPMENT","SYSTEM","●","No","●","●","●","●","●"]
["E1030110","E1030110 - VEHICULAR SERVICE EQUIPMENT","SUBSYSTEM","EA","No","ARCHITECTURAL",200,"A","A+",null,"P","P","P","P","P","P","P","P","P","P","P","P","P","P","P","P","P","P","P","P","P","P",null,"P","P","P","P","P","P","P","P","P","P","P","P"]
["E1030111","E1030111 - AIR COMPRESSOR","SUBSYSTEM","EA","No","ARCHITECTURAL",200,"A","A+",null,"P","P","P","P","P","P","P","P","P","P","P","P","P","P","P","P","P","P","P","P","P","P",null,"P","P","P","P","P","P","P","P","P","P","P","P"]
["E1030112","E1030112 - AIR DRYER","SUBSYSTEM","EA","No","ARCHITECTURAL",200,"A","A+",null,"P","P","P","P","P","P","P","P","P","P","P","P","P","P","P","P","P","P","P","P","P","P",null,"P","P","P","P","P","P","P","P","P","P","P","P"]
["E1030310","E1030310 - LOADING DOCK EQUIPMENT","SUBSYSTEM","EA","No","ARCHITECTURAL",200,"A","A+",null,"P","P","P","P","P","P","P","P","P","P","P","P","P","P","P","P","P","P","P","P","P","P",null,"P","P","P","P","P","P","P","P","P","P","P","P"]
["E1040","E1040 - INDUSTRIAL PROCESS EQUIPMENT","SYSTEM","●","No","●","●","●","●","●"]
["E1090","E1090 - OTHER EQUIPMENT","SYSTEM","●","No","●","●","●","●","●"]
["E20","E20 - FURNISHINGS","MASTERSYSTEM","●","No","●","●","●","●","●"]
["E2010","E2010 - FIXED FURNISHINGS","SYSTEM","●","No","●","●","●","●","●"]
["E2020","E2020 - MOVEABLE FURNISHINGS","SYSTEM","●","No","●","●","●","●","●"]
["E202002","E202002 - MODULAR PREFABRICATED FURNITURE","SUBSYSTEM","EA","No","INTERIORS",200,"C","-"]
["F10","F10 - SPECIAL CONSTRUCTION","MASTERSYSTEM","●","No","●","●","●","●","●"]
["F1010","F1010 - SPECIAL STRUCTURES","SYSTEM","●","No","●","●","●","●","●"]
["F101001","F101001 - PRE-ENGINEERED STRUCTURES","SUBSYSTEM","SF","No","ARCHITECTURAL, STRUCTURAL, MECHANICAL, ELECTRICAL, PLUMBING",300,"A","A+",null,"P","P","P","P","P","P","P","P","P","P","P","P","P","P","P","P","P","P","P","P","P","P",null,"P","P","P","P",null,"P",null,null,null,"P","P","P"]
["F101001.01","F101001.01 - K-SPAN BUILT STRUCTURES","SUBSYSTEM","SF","No","ARCHITECTURAL, STRUCTURAL, MECHANICAL, ELECTRICAL, PLUMBING",300,"A","A+",null,"P","P","P","P","P","P","P","P","P","P","P","P","P","P","P","P","P","P","P","P","P","P",null,"P","P","P","P",null,"P",null,null,null,"P","P","P"]
["F101003","F101003 - AIR SUPPORTED STRUCTURES","SUBSYSTEM","EA","No","ARCHITECTURAL, STRUCTURAL, MECHANICAL, ELECTRICAL, PLUMBING",300,"A","A+",null,"P","P","P","P","P","P","P","P","P","P","P","P","P","P","P","P","P","P","P","P","P","P",null,"P","P","P","P",null,"P",null,null,null,"P","P","P"]
["F101099.01","F101099.01 - PAINT BOOTH","SUBSYSTEM","EA","No","ARCHITECTURAL, STRUCTURAL, MECHANICAL, ELECTRICAL, PLUMBING",300,"A","A+",null,"P","P","P","P","P","P","P","P","P","P","P","P","P","P","P","P","P","P","P","P","P","P",null,"P","P","P","P",null,"P",null,null,null,"P","P","P"]
["F101099.02","F101099.02 - PORTABLE OFFICE UNITS","SUBSYSTEM","EA","No","ARCHITECTURAL, STRUCTURAL, MECHANICAL, ELECTRICAL, PLUMBING",300,"A","A+",null,"P","P","P","P","P","P","P","P","P","P","P","P","P","P","P","P","P","P","P","P","P","P",null,"P","P","P","P",null,"P",null,null,null,"P","P","P"]
["F1020","F1020 - INTEGRATED CONSTRUCTION","SYSTEM","●","No","●","●","●","●","●"]
["F102001","F102001 - SPECIAL PURPOSE ROOMS","SUBSYSTEM","SF","No","ARCHITECTURAL, STRUCTURAL, MECHANICAL, ELECTRICAL, PLUMBING",300,"A","A+",null,"P","P","P","P","P","P","P","P","P","P","P","P","P","P","P","P","P","P","P","P","P","P",null,"P","P","P","P",null,"P",null,null,null,"P","P","P"]
["F102002","F102002 - INTEGRATED ASSEMBLIES","SUBSYSTEM","SF","No","ARCHITECTURAL, STRUCTURAL, MECHANICAL, ELECTRICAL, PLUMBING",300,"A","A+",null,"P","P","P","P","P","P","P","P","P","P","P","P","P","P","P","P","P","P","P","P","P","P",null,"P","P","P","P",null,"P",null,null,null,"P","P","P"]
["F1030","F1030 - SPECIAL CONSTRUCTION SYSTEMS","SYSTEM","●","No","●","●","●","●","●"]
["F103001","F103001 - VAULTS","SUBSYSTEM","SF","No","ARCHITECTURAL, STRUCTURAL, MECHANICAL, ELECTRICAL, PLUMBING",300,"A","A+",null,"P","P","P","P","P","P","P","P","P","P","P","P","P","P","P","P","P","P","P","P","P","P",null,"P","P","P","P",null,"P",null,null,null,"P","P","P"]
["F103002","F103002 - SOUND VIBRATION AND SEISMIC CONSTRUCTION","SUBSYSTEM","SF","No","ARCHITECTURAL, STRUCTURAL, MECHANICAL, ELECTRICAL, PLUMBING",300,"A","A+",null,"P","P","P","P","P","P","P","P","P","P","P","P","P","P","P","P","P","P","P","P","P","P",null,"P","P","P","P",null,"P",null,null,null,"P","P","P"]
["F103003","F103003 - RADIATION PROTECTION","SUBSYSTEM","SF","No","ARCHITECTURAL, STRUCTURAL, MECHANICAL, ELECTRICAL, PLUMBING",300,"A","A+",null,"P","P","P","P","P","P","P","P","P","P","P","P","P","P","P","P","P","P","P","P","P","P",null,"P","P","P","P",null,"P",null,null,null,"P","P","P"]
["F1040","F1040 - SPECIAL FACILITIES","SYSTEM","●","No","●","●","●","●","●"]
["F104001","F104001 - INTERIOR SWIMMING POOLS","SUBSYSTEM","SF","No","ARCHITECTURAL, STRUCTURAL, MECHANICAL, ELECTRICAL, PLUMBING",300,"A","A+",null,"P","P","P","P","P","P","P","P","P","P","P","P","P","P","P","P","P","P","P","P","P","P",null,"P","P","P","P",null,"P",null,null,null,"P","P","P"]
["F104002","F104002 - LIQUID AND GAS STORAGE TANKS","SUBSYSTEM","EA","No","ARCHITECTURAL, STRUCTURAL, MECHANICAL, ELECTRICAL, PLUMBING",300,"A","A+",null,"P","P","P","P","P","P","P","P","P","P","P","P","P","P","P","P","P","P","P","P","P","P",null,"P","P","P","P",null,"P",null,null,null,"P","P","P"]
["F104003","F104003 - KENNELS AND ANIMAL SHELTERS","SUBSYSTEM","SF","No","ARCHITECTURAL, STRUCTURAL, MECHANICAL, ELECTRICAL, PLUMBING",300,"A","A+",null,"P","P","P","P","P","P","P","P","P","P","P","P","P","P","P","P","P","P","P","P","P","P",null,"P","P","P","P",null,"P",null,null,null,"P","P","P"]
["F104004","F104004 - SITE CONSTRUCTED INCINERATORS","SUBSYSTEM","EA","No","ARCHITECTURAL, STRUCTURAL, MECHANICAL, ELECTRICAL, PLUMBING",300,"A","A+",null,"P","P","P","P","P","P","P","P","P","P","P","P","P","P","P","P","P","P","P","P","P","P",null,"P","P","P","P",null,"P",null,null,null,"P","P","P"]
["F104005","F104005 - ICE RINKS","SUBSYSTEM","SF","No","ARCHITECTURAL, STRUCTURAL, MECHANICAL, ELECTRICAL, PLUMBING",300,"A","A+",null,"P","P","P","P","P","P","P","P","P","P","P","P","P","P","P","P","P","P","P","P","P","P",null,"P","P","P","P",null,"P",null,null,null,"P","P","P"]
["F1050","F1050 - SPECIAL CONTROLS AND INSTRUMENTATION","SYSTEM","●","No","●","●","●","●","●"]
["F105001","F105001 - RECORDING INSTRUMENTATION","SUBSYSTEM","EA","No","ARCHITECTURAL, STRUCTURAL, MECHANICAL, ELECTRICAL, PLUMBING",300,"A","A+",null,"P","P","P","P","P","P","P","P","P","P","P","P","P","P","P","P","P","P","P","P","P","P",null,"P","P","P","P",null,"P",null,null,null,"P","P","P"]
["F105002","F105002 - BUILDING AUTOMATION SYSTEMS","SUBSYSTEM","EA","No","ARCHITECTURAL, STRUCTURAL, MECHANICAL, ELECTRICAL, PLUMBING, FIRE PROTECTION",300,"A","A+",null,"P","P","P","P","P","P","P","P","P","P","P","P","P","P","P","P","P","P","P","P","P","P",null,"P","P","P","P",null,"P",null,null,null,"P","P","P"]
["F20","F20 - SELECTIVE BUILDING DEMOLITION","MASTERSYSTEM","●","No","●","●","●","●","●"]
["F2010","F2010 - BUILDING ELEMENTS DEMOLITION","SYSTEM","●","No","●","●","●","●","●"]
["F201001","F201001 - SUBSTRUCTURE AND SUPERSTRUCTURE","SUBSYSTEM","LS","No","STRUCTURAL",200,"C","C+"]
["F201002","F201002 - EXTERIOR ENCLOSURE","SUBSYSTEM","LS","No","ARCHITECTURAL",200,"C","C+"]
["F201003","F201003 - ROOFING","SUBSYSTEM","LS","No","ARCHITECTURAL",200,"C","C+"]
["F201004","F201004 - INTERIOR CONSTRUCTION AND FINISHES","SUBSYSTEM","LS","No","ARCHITECTURAL",200,"C","C+"]
["F201005","F201005 - CONVEYING SYSTEMS","SUBSYSTEM","LS","No","ARCHITECTURAL",200,"C","C+"]
["F201006","F201006 - MECHANICAL SYSTEMS","SUBSYSTEM","LS","No","MECHANICAL",200,"C","C+"]
["F201007","F201007 - ELECTRICAL SYSTEMS","SUBSYSTEM","LS","No","ELECTRICAL",200,"C","C+"]
["F201008","F201008 - EQUIPMENT AND FURNISHINGS","SUBSYSTEM","LS","No","ARCHITECTURAL, INTERIORS",200,"C","C+"]
["F2020","F2020 - HAZARDOUS COMPONENTS & SUPERSTRUCTURE","SYSTEM","●","No","●","●","●","●","●"]
["F202001","F202001 - SUBSTRUCTURE AND SUPERSTUCUTRE","SUBSYSTEM","LS","No","STRUCTURAL",200,"C","C+"]
["F202002","F202002 - EXTERIOR ENCLOSURE","SUBSYSTEM","LS","No","ARCHITECTURAL",200,"C","C+"]
["F202003","F202003 - ROOFING","SUBSYSTEM","LS","No","ARCHITECTURAL",200,"C","C+"]
["F202004","F202004 - INTERIOR CONSTRUCTION AND FINISHES","SUBSYSTEM","LS","No","ARCHITECTURAL",200,"C","C+"]
["F202005","F202005 - CONVEYING SYSTEMS","SUBSYSTEM","LS","No","ARCHITECTURAL",200,"C","C+"]
["F202006","F202006 - MECHANICAL SYSTEMS","SUBSYSTEM","LS","No","MECHANICAL",200,"C","C+"]
["F202007","F202007 - ELECTRICAL SYSTEMS","SUBSYSTEM","LS","No","ELECTRICAL",200,"C","C+"]
["F202008","F202008 - EQUIPMENT AND FURNISHINGS","SUBSYSTEM","LS","No","ARCHITECTURAL, INTERIORS",200,"C","C+"]
["F30","F30 - BUILDING SERVICES","MASTERSYSTEM","●","No","●","●","●","●","●"]
["F3010","F3010 - JANITORIAL SERVICES","SYSTEM","●","No","●","●","●","●","●"]
["F301010","F301010 - JANITORIAL SERVICES","SUBSYSTEM","SF","No","N/A","-","-","-"]
["G20","G20 - SITE IMPROVEMENTS","MASTERSYSTEM","●","No","●","●","●","●","●"]
["G2010","G2010 - PAVEMENTS","SYSTEM","●","No","●","●","●","●","●"]
["G201002.01","G201002.01 - CURBS AND GUTTERS","SUBSYSTEM","CY","No","CIVIL",300,"A","A+",null,"P","P","P","P","P","P","P","P","P","P","P","P","P","P","P","P","P","P","P","P","P","P",null,"P","P","P","P",null,null,null,null,null,"P","P","P"]
["G201002.02","G201002.02 - DRAINS","SUBSYSTEM","EA","No","CIVIL",300,"A","A+",null,"P","P","P","P","P","P","P","P","P","P","P","P","P","P","P","P","P","P","P","P","P","P",null,"P","P","P","P",null,null,null,null,null,"P","P","P"]
["G201003.01","G201003.01 - FLEXIBLE ASPHALT PAVEMENTS","SUBSYSTEM","SF","No","CIVIL",300,"A","A+",null,"P","P","P","P","P","P","P","P","P","P","P","P","P","P","P","P","P","P","P","P","P","P",null,"P","P","P","P",null,null,null,null,null,"P","P","P"]
["G201003.02","G201003.02 - RIGID CONCRETE PAVEMENTS","SUBSYSTEM","SF","No","CIVIL",300,"A","A+",null,"P","P","P","P","P","P","P","P","P","P","P","P","P","P","P","P","P","P","P","P","P","P",null,"P","P","P","P",null,null,null,null,null,"P","P","P"]
["G201004","G201004 - MARKINGS AND SIGNAGE","SUBSYSTEM","EA","No","CIVIL",300,"A","A+",null,"P","P","P","P","P","P","P","P","P","P","P","P","P","P","P","P","P","P","P","P","P","P",null,"P","P","P","P",null,null,null,null,null,"P","P","P"]
["G201005","G201005 - GUARDRAILS AND BARRIERS","SUBSYSTEM","EA","No","CIVIL",300,"A","A+",null,"P","P","P","P","P","P","P","P","P","P","P","P","P","P","P","P","P","P","P","P","P","P",null,"P","P","P","P",null,null,null,null,null,"P","P","P"]
["G201005.01","G201005.01 - VEHICLE CRASH BARRIER","SUBSYSTEM","EA","No","CIVIL",300,"A","A+",null,"P","P","P","P","P","P","P","P","P","P","P","P","P","P","P","P","P","P","P","P","P","P",null,"P","P","P","P",null,null,null,null,null,"P","P","P"]
["G201005.02","G201005.02 - VEHICLE CRASH BEAM","SUBSYSTEM","EA","No","CIVIL",300,"A","A+",null,"P","P","P","P","P","P","P","P","P","P","P","P","P","P","P","P","P","P","P","P","P","P",null,"P","P","P","P",null,null,null,null,null,"P","P","P"]
["G201005.03","G201005.03 - VEHICLE RETRACTABLE BOLLARDS","SUBSYSTEM","EA","No","CIVIL",300,"A","A+",null,"P","P","P","P","P","P","P","P","P","P","P","P","P","P","P","P","P","P","P","P","P","P",null,"P","P","P","P",null,null,null,null,null,"P","P","P"]
["G201005.04","G201005.04 - VEHICLE TRAFFIC ARM","SUBSYSTEM","EA","No","CIVIL",300,"A","A+",null,"P","P","P","P","P","P","P","P","P","P","P","P","P","P","P","P","P","P","P","P","P","P",null,"P","P","P","P",null,null,null,null,null,"P","P","P"]
["G201005.05","G201005.05 - VEHICLE TRAFFIC SPIKES","SUBSYSTEM","EA","No","CIVIL",300,"A","A+",null,"P","P","P","P","P","P","P","P","P","P","P","P","P","P","P","P","P","P","P","P","P","P",null,"P","P","P","P",null,null,null,null,null,"P","P","P"]
["G201099.01","G201099.01 - COMPOSITE","SUBSYSTEM","SF","No","CIVIL",300,"A","A+",null,"P","P","P","P","P","P","P","P","P","P","P","P","P","P","P","P","P","P","P","P","P","P",null,"P","P","P","P",null,null,null,null,null,"P","P","P"]
["G201099.02","G201099.02 - PAVERS","SUBSYSTEM","SF","No","CIVIL",300,"A","A+",null,"P","P","P","P","P","P","P","P","P","P","P","P","P","P","P","P","P","P","P","P","P","P",null,"P","P","P","P",null,null,null,null,null,"P","P","P"]
["G201099.03","G201099.03 - UNIMPROVED/GRAVEL","SUBSYSTEM","CY","No","CIVIL",300,"A","A+",null,"P","P","P","P","P","P","P","P","P","P","P","P","P","P","P","P","P","P","P","P","P","P",null,"P","P","P","P",null,null,null,null,null,"P","P","P"]
["G2020","G2020 - A PARKING LOT /PARKING AREA PAVEMENT","SYSTEM","●","No","●","●","●","●","●"]
["G202001","G202001 - PARKING LOT BASES AND SUBBASES ","SUBSYSTEM","EA","No","CIVIL",300,"A","A+",null,"P","P","P","P","P","P","P","P","P","P","P","P","P","P","P","P","P","P","P","P","P","P",null,"P","P","P","P",null,null,null,null,null,"P","P","P"]
["G202005.01","G202005.01 - GUARD RAIL AND POSTS","SUBSYSTEM","LF","No","CIVIL",300,"A","A+",null,"P","P","P","P","P","P","P","P","P","P","P","P","P","P","P","P","P","P","P","P","P","P",null,"P","P","P","P",null,null,null,null,null,"P","P","P"]
["G202005.02","G202005.02 - WHEEL STOPS","SUBSYSTEM","EA","No","CIVIL",300,"A","A+",null,"P","P","P","P","P","P","P","P","P","P","P","P","P","P","P","P","P","P","P","P","P","P",null,"P","P","P","P",null,null,null,null,null,"P","P","P"]
["G2020061","G2020061 - ASHPALT RESURFACING","SUBSYSTEM","EA","No","CIVIL",100,"B","B+",null,"P","P","P","P","P","P","P","P","P","P","P","P","P","P","P","P","P","P","P","P","P","P",null,"P","P","P","P",null,null,null,null,null,"P","P","P"]
["G2020062","G2020062 - CONCRETE RESURFACING","SUBSYSTEM","EA","No","CIVIL",100,"B","B+",null,"P","P","P","P","P","P","P","P","P","P","P","P","P","P","P","P","P","P","P","P","P","P",null,"P","P","P","P",null,null,null,null,null,"P","P","P"]
["G202007","G202007 - PARKING METERS","SUBSYSTEM","EA","No","CIVIL",300,"A","A+",null,"P","P","P","P","P","P","P","P","P","P","P","P","P","P","P","P","P","P","P","P","P","P",null,"P","P","P","P",null,null,null,null,null,"P","P","P"]
["G2030","G2030 - PEDESTRIAN PAVING","SYSTEM","●","No","●","●","●","●","●"]
["G203003.01","G203003.01 - ASPHALT PEDESTRIAN PAVING","SUBSYSTEM","SF","No","CIVIL",300,"A","A+",null,"P","P","P","P","P","P","P","P","P","P","P","P","P","P","P","P","P","P","P","P","P","P",null,"P","P","P","P",null,null,null,null,null,"P","P","P"]
["G203003.02","G203003.02 - CONCRETE PEDESTRIAN PAVING","SUBSYSTEM","SF","No","CIVIL",300,"A","A+",null,"P","P","P","P","P","P","P","P","P","P","P","P","P","P","P","P","P","P","P","P","P","P",null,"P","P","P","P",null,null,null,null,null,"P","P","P"]
["G203003.03","G203003.03 - PAVERS PEDESTRIAN PAVING","SUBSYSTEM","SF","No","CIVIL",300,"A","A+",null,"P","P","P","P","P","P","P","P","P","P","P","P","P","P","P","P","P","P","P","P","P","P",null,"P","P","P","P",null,null,null,null,null,"P","P","P"]
["G2040","G2040 - SITE IMPROVEMENTS & AMMENITIES","SYSTEM","●","No","●","●","●","●","●"]
["G204001.01","G204001.01 - FENCES AND GATES","SUBSYSTEM","LF","No","CIVIL",300,"A","A+",null,"P","P","P","P","P","P","P","P","P","P","P","P","P","P","P","P","P","P","P","P","P","P",null,"P","P","P","P",null,null,null,null,null,"P","P","P"]
["G204001.02","G204001.02 - FENCES - CHAIN LINK","SUBSYSTEM","LF","No","CIVIL",300,"A","A+",null,"P","P","P","P","P","P","P","P","P","P","P","P","P","P","P","P","P","P","P","P","P","P",null,"P","P","P","P",null,null,null,null,null,"P","P","P"]
["G204001.03","G204001.03 - FENCES - MISCELLANEOUS METAL","SUBSYSTEM","LF","No","CIVIL",300,"A","A+",null,"P","P","P","P","P","P","P","P","P","P","P","P","P","P","P","P","P","P","P","P","P","P",null,"P","P","P","P",null,null,null,null,null,"P","P","P"]
["G204002","G204002 - RETAINING WALLS","SUBSYSTEM","LF","No","CIVIL",300,"A","A+",null,"P","P","P","P","P","P","P","P","P","P","P","P","P","P","P","P","P","P","P","P","P","P",null,"P","P","P","P",null,null,null,null,null,"P","P","P"]
["G204005","G204005 - SIGNAGE","SUBSYSTEM","EA","No","CIVIL",200,"B","B+",null,"P","P","P","P","P","P","P","P","P","P","P","P","P","P","P","P","P","P","P","P","P","P",null,"P","P","P","P",null,null,null,null,null,"P","P","P"]
["G204006.01","G204006.01 - FOUNTAINS, POOLS AND WATERCOURSES","SUBSYSTEM","EA","No","CIVIL",300,"A","A+",null,"P","P","P","P","P","P","P","P","P","P","P","P","P","P","P","P","P","P","P","P","P","P",null,"P","P","P","P",null,null,null,null,null,"P","P","P"]
["G204006.02","G204006.02 - FOUNTAINS","SUBSYSTEM","EA","No","CIVIL",300,"A","A+",null,"P","P","P","P","P","P","P","P","P","P","P","P","P","P","P","P","P","P","P","P","P","P",null,"P","P","P","P",null,null,null,null,null,"P","P","P"]
["G204008.01","G204008.01 - TERRACE AND PERIMETER WALLS","SUBSYSTEM","CY","No","CIVIL",300,"A","A+",null,"P","P","P","P","P","P","P","P","P","P","P","P","P","P","P","P","P","P","P","P","P","P",null,"P","P","P","P",null,null,null,null,null,"P","P","P"]
["G204008.02","G204008.02 - STONE WALL","SUBSYSTEM","LF","No","CIVIL",300,"A","A+",null,"P","P","P","P","P","P","P","P","P","P","P","P","P","P","P","P","P","P","P","P","P","P",null,"P","P","P","P",null,null,null,null,null,"P","P","P"]
["G204008.03","G204008.03 - FREE STANDING BRICK WALL","SUBSYSTEM","SF","No","CIVIL",300,"A","A+",null,"P","P","P","P","P","P","P","P","P","P","P","P","P","P","P","P","P","P","P","P","P","P",null,"P","P","P","P",null,null,null,null,null,"P","P","P"]
["G204009","G204009 - FLAG POLES","SUBSYSTEM","EA","No","CIVIL",300,"A","A+",null,"P","P","P","P","P","P","P","P","P","P","P","P","P","P","P","P","P","P","P","P","P","P",null,"P","P","P","P",null,null,null,null,null,"P","P","P"]
["G204099","G204099 - TRUCK SCALES","SUBSYSTEM","EA","No","CIVIL",300,"A","A+",null,"P","P","P","P","P","P","P","P","P","P","P","P","P","P","P","P","P","P","P","P","P","P",null,"P","P","P","P",null,null,null,null,null,"P","P","P"]
["G204099.01","G204099.01 - SITE FURNISHINGS","SUBSYSTEM","EA","No","CIVIL",300,"A","A+",null,"P","P","P","P","P","P","P","P","P","P","P","P","P","P","P","P","P","P","P","P","P","P",null,"P","P","P","P",null,null,null,null,null,"P","P","P"]
["G204099.02","G204099.02 - SITE SEATING","SUBSYSTEM","EA","No","CIVIL",300,"A","A+",null,"P","P","P","P","P","P","P","P","P","P","P","P","P","P","P","P","P","P","P","P","P","P",null,"P","P","P","P",null,null,null,null,null,"P","P","P"]
["G204099.03","G204099.03 - HANDRAIL - PIPE RAILINGS","SUBSYSTEM","LF","No","CIVIL",300,"A","A+",null,"P","P","P","P","P","P","P","P","P","P","P","P","P","P","P","P","P","P","P","P","P","P",null,"P","P","P","P",null,null,null,null,null,"P","P","P"]
["G204099.04","G204099.04 - CIGARETTE RECEPTACLE","SUBSYSTEM","EA","No","CIVIL",300,"A","A+",null,"P","P","P","P","P","P","P","P","P","P","P","P","P","P","P","P","P","P","P","P","P","P",null,"P","P","P","P",null,null,null,null,null,"P","P","P"]
["G204099.05","G204099.05 - GUARD RAILS AND POSTS","SUBSYSTEM","LF","No","CIVIL",300,"A","A+",null,"P","P","P","P","P","P","P","P","P","P","P","P","P","P","P","P","P","P","P","P","P","P",null,"P","P","P","P",null,null,null,null,null,"P","P","P"]
["G204099.06","G204099.06 - TRASH CANS","SUBSYSTEM","EA","No","CIVIL",200,"B","B+",null,"P","P","P","P","P","P","P","P","P","P","P","P","P","P","P","P","P","P","P","P","P","P",null,"P","P","P","P",null,null,null,null,null,"P","P","P"]
["G204099.07","G204099.07 - MAILBOXES","SUBSYSTEM","EA","No","CIVIL",200,"B","B+",null,"P","P","P","P","P","P","P","P","P","P","P","P","P","P","P","P","P","P","P","P","P","P",null,"P","P","P","P",null,null,null,null,null,"P","P","P"]
["G204099.08","G204099.08 - TURNSTILES","SUBSYSTEM","EA","No","CIVIL",300,"A","A+",null,"P","P","P","P","P","P","P","P","P","P","P","P","P","P","P","P","P","P","P","P","P","P",null,"P","P","P","P",null,null,null,null,null,"P","P","P"]
["G204099.09","G204099.09 - OUTDOOR COVERING","SUBSYSTEM","SF","No","CIVIL",300,"A","A+",null,"P","P","P","P","P","P","P","P","P","P","P","P","P","P","P","P","P","P","P","P","P","P",null,"P","P","P","P",null,null,null,null,null,"P","P","P"]
["G2050","G2050 - LANDSCAPING","SYSTEM","●","No","●","●","●","●","●"]
["G205004","G205004 - LAWNS AND GRASSES","SUBSYSTEM","SF","No","LANDSCAPE ARCHITECTURE, CIVIL",200,"B","B+",null,"P","P","P","P","P","P","P","P","P","P","P","P","P","P","P","P","P","P","P","P","P","P",null,"P","P","P","P",null,null,null,null,null,"P","P","P"]
["G205005","G205005 - EXTERIOR PLANTS","SUBSYSTEM","EA","No","LANDSCAPE ARCHITECTURE, CIVIL",200,"B","B+",null,"P","P","P","P","P","P","P","P","P","P","P","P","P","P","P","P","P","P","P","P","P","P",null,"P","P","P","P",null,null,null,null,null,"P","P","P"]
["G205006","G205006 - PLANTERS","SUBSYSTEM","EA","No","LANDSCAPE ARCHITECTURE, CIVIL",200,"B","B+",null,"P","P","P","P","P","P","P","P","P","P","P","P","P","P","P","P","P","P","P","P","P","P",null,"P","P","P","P",null,null,null,null,null,"P","P","P"]
["G205007.01","G205007.01 - IRRIGATION PIPING","SUBSYSTEM","SF","No","LANDSCAPE ARCHITECTURE, CIVIL",200,"B","B+",null,"P","P","P","P","P","P","P","P","P","P","P","P","P","P","P","P","P","P","P","P","P","P",null,"P","P","P","P",null,null,null,null,null,"P","P","P"]
["G205007.02","G205007.02 - IRRIGATION BACKFLOW PREVENTION","SUBSYSTEM","EA","No","LANDSCAPE ARCHITECTURE, CIVIL",200,"B","B+",null,"P","P","P","P","P","P","P","P","P","P","P","P","P","P","P","P","P","P","P","P","P","P",null,"P","P","P","P",null,null,null,null,null,"P","P","P"]
["G205007.03","G205007.03 - IRRIGATION CONTROLS","SUBSYSTEM","EA","No","LANDSCAPE ARCHITECTURE, CIVIL",200,"B","B+",null,"P","P","P","P","P","P","P","P","P","P","P","P","P","P","P","P","P","P","P","P","P","P",null,"P","P","P","P",null,null,null,null,null,"P","P","P"]
["G205099","G205099 - LANDSCAPING","SUBSYSTEM","SF","No","LANDSCAPE ARCHITECTURE, CIVIL",200,"B","B+",null,"P","P","P","P","P","P","P","P","P","P","P","P","P","P","P","P","P","P","P","P","P","P",null,"P","P","P","P",null,null,null,null,null,"P","P","P"]
["G2060","G2060 - A ROAD/ STREET PAVEMENT","SYSTEM","●","No","●","●","●","●","●"]
["G206001","G206001 - ROAD BASES AND SUBBASES ","SUBSYSTEM","EA","No","CIVIL",300,"A","A+",null,"P","P","P","P","P","P","P","P","P","P","P","P","P","P","P","P","P","P","P","P","P","P",null,"P","P","P","P",null,null,null,null,null,"P","P","P"]
["G2099","G2099 - OTHER SITE IMPROVEMENTS","SYSTEM","●","No","●","●","●","●","●"]
["G90","G90 - OTHER SITE CONSTRUCTION","MASTERSYSTEM","●","No","●","●","●","●","●"]
["G9010","G9010 - SERVICE AND PEDESTRIAN TUNNELS","SYSTEM","●","No","●","●","●","●","●"]
["G901001.01","G901001.01 - SERVICE TUNNELS","SUBSYSTEM","LF","No","CIVIL",300,"A","A+",null,"P","P","P","P","P","P","P","P","P","P","P","P","P","P","P","P","P","P","P","P","P","P",null,"P","P","P","P",null,null,null,null,null,"P","P","P"]
["G901001.04","G901001.04 - INITIAL TUNNEL SUPPORT SYSTEMS","SUBSYSTEM","EA","No","CIVIL",300,"A","A+",null,"P","P","P","P","P","P","P","P","P","P","P","P","P","P","P","P","P","P","P","P","P","P",null,"P","P","P","P",null,null,null,null,null,"P","P","P"]
["G901001.05","G901001.05 - BORING OR JACKING CONDUITS","SUBSYSTEM","EA","No","CIVIL",300,"A","A+",null,"P","P","P","P","P","P","P","P","P","P","P","P","P","P","P","P","P","P","P","P","P","P",null,"P","P","P","P",null,null,null,null,null,"P","P","P"]
["G901001.06","G901001.06 - MICROTUNNELING","SUBSYSTEM","LF","No","CIVIL",300,"A","A+",null,"P","P","P","P","P","P","P","P","P","P","P","P","P","P","P","P","P","P","P","P","P","P",null,"P","P","P","P",null,null,null,null,null,"P","P","P"]
["G901001.07","G901001.07 - TRENCH BOXES","SUBSYSTEM","CY","No","CIVIL",300,"A","A+",null,"P","P","P","P","P","P","P","P","P","P","P","P","P","P","P","P","P","P","P","P","P","P",null,"P","P","P","P",null,null,null,null,null,"P","P","P"]
["G901001.08","G901001.08 - PEDESTRIAN TUNNELS","SUBSYSTEM","LF","No","CIVIL",300,"A","A+",null,"P","P","P","P","P","P","P","P","P","P","P","P","P","P","P","P","P","P","P","P","P","P",null,"P","P","P","P",null,null,null,null,null,"P","P","P"]
["G9090","G9090 - OTHER SITE SYSTEMS & EQUIPMENT","SYSTEM","●","No","●","●","●","●","●"]
["G909001.01","G909001.01 - VEHICULAR BRIDGES","SUBSYSTEM","EA","No","CIVIL",300,"A","A+",null,"P","P","P","P","P","P","P","P","P","P","P","P","P","P","P","P","P","P","P","P","P","P",null,"P","P","P","P",null,null,null,null,null,"P","P","P"]
["G909001.02","G909001.02 - PREFABRICATED BRIDGES","SUBSYSTEM","EA","No","CIVIL",300,"A","A+",null,"P","P","P","P","P","P","P","P","P","P","P","P","P","P","P","P","P","P","P","P","P","P",null,"P","P","P","P",null,null,null,null,null,"P","P","P"]
["G909002","G909002 - RAILROAD TRACKS AND BEDS","SUBSYSTEM","EA","No","CIVIL",300,"A","A+",null,"P","P","P","P","P","P","P","P","P","P","P","P","P","P","P","P","P","P","P","P","P","P",null,"P","P","P","P",null,null,null,null,null,"P","P","P"]
["G909002.01","G909002.01 - RAILROAD TRACK","SUBSYSTEM","LF","No","CIVIL",300,"A","A+",null,"P","P","P","P","P","P","P","P","P","P","P","P","P","P","P","P","P","P","P","P","P","P",null,"P","P","P","P",null,null,null,null,null,"P","P","P"]
["G909002.02","G909002.02 - RAILROAD GRADE CROSSINGS","SUBSYSTEM","EA","No","CIVIL",300,"A","A+",null,"P","P","P","P","P","P","P","P","P","P","P","P","P","P","P","P","P","P","P","P","P","P",null,"P","P","P","P",null,null,null,null,null,"P","P","P"]
["G909002.03","G909002.03 - RAILROAD TRAIN SCALES","SUBSYSTEM","EA","No","CIVIL",300,"A","A+",null,"P","P","P","P","P","P","P","P","P","P","P","P","P","P","P","P","P","P","P","P","P","P",null,"P","P","P","P",null,null,null,null,null,"P","P","P"]
["G909003","G909003 - SNOW MELTING SYSTEMS","SUBSYSTEM","EA","No","CIVIL",300,"A","A+",null,"P","P","P","P","P","P","P","P","P","P","P","P","P","P","P","P","P","P","P","P","P","P",null,"P","P","P","P",null,null,null,null,null,"P","P","P"]
["H10","H10 - WATERFRONT STRUCTURES","MASTERSYSTEM","●","No","●","●","●","●","●"]
["H1010","H1010 - SUBSTRUCTURE","SYSTEM","●","No","●","●","●","●","●"]
["H101004","H101004 - RELIEVING PLATFORMS","SUBSYSTEM","EA","No","STRUCTURAL",300,"A","A+",null,"P","P","P","P","P","P","P","P","P","P","P","P","P","P","P","P","P","P","P","P","P","P",null,"P","P","P","P",null,null,null,null,null,"P","P","P"]
["H1020","H1020 - SUPERSTRUCTURE","SYSTEM","●","No","●","●","●","●","●"]
["H1030","H1030 - DECK COMPONENTS","SYSTEM","●","No","●","●","●","●","●"]
["H103009","H103009 - GUARD POSTS AND RAILINGS","SUBSYSTEM","LF","No","STRUCTURAL",300,"A","A+",null,"P","P","P","P","P","P","P","P","P","P","P","P","P","P","P","P","P","P","P","P","P","P",null,"P","P","P","P",null,null,null,null,null,"P","P","P"]
["H103010","H103010 - PAINT STRIPING","SUBSYSTEM","LF","No","STRUCTURAL",300,"A","A+",null,"P","P","P","P","P","P","P","P","P","P","P","P","P","P","P","P","P","P","P","P","P","P",null,"P","P","P","P",null,null,null,null,null,"P","P","P"]
["H1040","H1040 - FENDER SYSTEMS","SYSTEM","●","No","●","●","●","●","●"]
["H104003","H104003 - CORNER FENDER SYSTEM","SUBSYSTEM","EA","No","STRUCTURAL",300,"A","A+",null,"P","P","P","P","P","P","P","P","P","P","P","P","P","P","P","P","P","P","P","P","P","P",null,"P","P","P","P",null,null,null,null,null,"P","P","P"]
["H1050","H1050 - MOORING HARDWARE","SYSTEM","●","No","●","●","●","●","●"]
["H1060","H1060 - APPURTENANCES","SYSTEM","●","No","●","●","●","●","●"]
["H1099","H1099 - OTHER WATERFRONT STRUCTURES","SYSTEM","●","No","●","●","●","●","●"]
["H20","H20 - GRAVING DRYDOCKS","MASTERSYSTEM","●","No","●","●","●","●","●"]
["H2010","H2010 - DOCK BASIC STRUCTURE","SYSTEM","●","No","●","●","●","●","●"]
["H201001","H201001 - DOCK BASIC STRUCTURE","SUBSYSTEM","EA","No","STRUCTURAL",300,"A","A+",null,"P","P","P","P","P","P","P","P","P","P","P","P","P","P","P","P","P","P","P","P","P","P",null,"P","P","P","P",null,null,null,null,null,"P","P","P"]
["H201002","H201002 - DOCK FITTINGS","SUBSYSTEM","EA","No","STRUCTURAL",300,"A","A+",null,"P","P","P","P","P","P","P","P","P","P","P","P","P","P","P","P","P","P","P","P","P","P",null,"P","P","P","P",null,null,null,null,null,"P","P","P"]
["H201003","H201003 - DOCK MECHANICAL EQUIPMENT","SUBSYSTEM","EA","No","MECHANICAL",300,"A","A+",null,"P","P","P","P","P","P","P","P","P","P","P","P","P","P","P","P","P","P","P","P","P","P",null,"P","P","P","P",null,null,null,null,null,"P","P","P"]
["H201004","H201004 - DOCK SERVICES","SUBSYSTEM","EA","No","MECHANICAL",300,"A","A+",null,"P","P","P","P","P","P","P","P","P","P","P","P","P","P","P","P","P","P","P","P","P","P",null,"P","P","P","P",null,null,null,null,null,"P","P","P"]
["H201005","H201005 - FIRE PROTECTION","SUBSYSTEM","EA","No","FIRE PROTECTION",300,"A","A+",null,"P","P","P","P","P","P","P","P","P","P","P","P","P","P","P","P","P","P","P","P","P","P",null,"P","P","P","P",null,null,null,null,null,"P","P","P"]
["H2020","H2020 - PUMP HOUSE","SYSTEM","●","No","●","●","●","●","●"]
["H202001","H202001 - PUMP HOUSE BASIC STRUCTURES","SUBSYSTEM","EA","No","STRUCTURAL",300,"A","A+",null,"P","P","P","P","P","P","P","P","P","P","P","P","P","P","P","P","P","P","P","P","P","P",null,"P","P","P","P",null,null,null,null,null,"P","P","P"]
["H202002","H202002 - PUMP HOUSE ELECTRIC EQUIPMENT","SUBSYSTEM","EA","No","ELECTRICAL",300,"A","A+",null,"P","P","P","P","P","P","P","P","P","P","P","P","P","P","P","P","P","P","P","P","P","P",null,"P","P","P","P",null,null,null,null,null,"P","P","P"]
["H202003","H202003 - PUMP HOUSE MISC. SYSTEMS/EQUIPMENT","SUBSYSTEM","EA","No","MECHANICAL",300,"A","A+",null,"P","P","P","P","P","P","P","P","P","P","P","P","P","P","P","P","P","P","P","P","P","P",null,"P","P","P","P","P","P","P","P","P","P","P","P"]
["H2030","H2030 - CAISSON","SYSTEM","●","No","●","●","●","●","●"]
["H203001","H203001 - CAISSON EXTERIOR STRUCTURE","SUBSYSTEM","SF","No","STRUCTURAL",300,"A","A+",null,"P","P","P","P","P","P","P","P","P","P","P","P","P","P","P","P","P","P","P","P","P","P",null,"P","P","P","P","P","P","P","P","P","P","P","P"]
["H203002","H203002 - CAISSON INTERIOR STRUCTURE - MACHINERY DECK","SUBSYSTEM","SF","No","STRUCTURAL",300,"A","A+",null,"P","P","P","P","P","P","P","P","P","P","P","P","P","P","P","P","P","P","P","P","P","P",null,"P","P","P","P","P","P","P","P","P","P","P","P"]
["H203003","H203003 - CAISSON INTERIOR STRUCTURE - BALLAST & TRIM TANKS","SUBSYSTEM","SF","No","STRUCTURAL",300,"A","A+",null,"P","P","P","P","P","P","P","P","P","P","P","P","P","P","P","P","P","P","P","P","P","P",null,"P","P","P","P","P","P","P","P","P","P","P","P"]
["H203004","H203004 - CAISSON MECHANICAL EQUIPMENT","SUBSYSTEM","EA","No","MECHANICAL",300,"A","A+",null,"P","P","P","P","P","P","P","P","P","P","P","P","P","P","P","P","P","P","P","P","P","P",null,"P","P","P","P","P","P","P","P","P","P","P","P"]
["H203005","H203005 - CAISSON ELECTRICAL EQUIPMENT","SUBSYSTEM","EA","No","ELECTRICAL",300,"A","A+",null,"P","P","P","P","P","P","P","P","P","P","P","P","P","P","P","P","P","P","P","P","P","P",null,"P","P","P","P","P","P","P","P","P","P","P","P"]
["H203006","H203006 - MISC. CAISSON SYSTEMS/EQUIPMENT","SUBSYSTEM","EA","No","MECHANICAL",300,"A","A+",null,"P","P","P","P","P","P","P","P","P","P","P","P","P","P","P","P","P","P","P","P","P","P",null,"P","P","P","P","P","P","P","P","P","P","P","P"]
["H30","H30 - COASTAL PROTECTION","MASTERSYSTEM","●","No","●","●","●","●","●"]
["H3010","H3010 - WAVE PROTECTION","SYSTEM","●","No","●","●","●","●","●"]
["H301001","H301001 - WAVE PROTECTION ARMORS","SUBSYSTEM","EA","No","CIVIL",300,"A","A+",null,"P","P","P","P","P","P","P","P","P","P","P","P","P","P","P","P","P","P","P","P","P","P",null,"P","P","P","P",null,null,null,null,null,"P","P","P"]
["H301002","H301002 - BREAKWATERS","SUBSYSTEM","EA","No","CIVIL",300,"A","A+",null,"P","P","P","P","P","P","P","P","P","P","P","P","P","P","P","P","P","P","P","P","P","P",null,"P","P","P","P",null,null,null,null,null,"P","P","P"]
["H3020","H3020 - SLOPE PROTECTION","SYSTEM","●","No","●","●","●","●","●"]
["H30200","H302003- COMBINED FILL REVETMENTS","SUBSYSTEM","EA","No","CIVIL",300,"A","A+",null,"P","P","P","P","P","P","P","P","P","P","P","P","P","P","P","P","P","P","P","P","P","P",null,"P","P","P","P",null,null,null,null,null,"P","P","P"]
["H302001","H302001 - ROCK REVETMENTS","SUBSYSTEM","EA","No","CIVIL",300,"A","A+",null,"P","P","P","P","P","P","P","P","P","P","P","P","P","P","P","P","P","P","P","P","P","P",null,"P","P","P","P",null,null,null,null,null,"P","P","P"]
["H302002","H302002 - GRANULAR FILL REVETMENTS","SUBSYSTEM","EA","No","CIVIL",300,"A","A+",null,"P","P","P","P","P","P","P","P","P","P","P","P","P","P","P","P","P","P","P","P","P","P",null,"P","P","P","P",null,null,null,null,null,"P","P","P"]
["H40","H40 - NAVIGATION DREDGING AND RECLAMATION","MASTERSYSTEM","●","No","●","●","●","●","●"]
["H4010","H4010 - DREDGING","SYSTEM","●","No","●","●","●","●","●"]
["H401010","H401010 - DREDGING COMPONENTS","SUBSYSTEM","EA","No","CIVIL, HYDROGRAPHIC",200,"C","C+"]
["H4020","H4020 - DREDGING DISPOSAL","SYSTEM","●","No","●","●","●","●","●"]
["H402001","H402001 - OCEAN DISPOSAL","SUBSYSTEM","EA","No","CIVIL, HYDROGRAPHIC",200,"C","C+"]
["H402002","H402002 - NEW CONFINED DISPOSAL FACILITIES","SUBSYSTEM","EA","No","CIVIL, HYDROGRAPHIC",200,"C","C+"]
["H402003","H402003 - EXISTING CONFINED DISPOSAL FACILITIES","SUBSYSTEM","EA","No","CIVIL, HYDROGRAPHIC",200,"C","C+"]
["H4030","H4030 - RECLAMATION","SYSTEM","●","No","●","●","●","●","●"]
["H403001","H403001 - RECLAMATION COMPONENTS","SUBSYSTEM","EA","No","CIVIL, HYDROGRAPHIC",200,"C","C+"]
["H60","H60 - WATERFRONT DEMOLITION","MASTERSYSTEM","●","No","●","●","●","●","●"]
["H6010","H6010 - IN-WATER OR OVER-WATER DEMOLITION","SYSTEM","●","No","●","●","●","●","●"]
["H601001","H601001 - COMPLETE WATERFRONT DEMOLITION","SUBSYSTEM","EA","No","STRUCTURAL, CIVIL",200,"C","C+"]
["H601002","H601002 - DEMOLITION OF COMPONENTS","SUBSYSTEM","EA","No","STRUCTURAL, CIVIL",200,"C","C+"]
["H601003","H601003 - RELOCATION OF WATERFRONT UTILITIES","SUBSYSTEM","EA","No","STRUCTURAL, CIVIL",200,"C","C+"]
["H6020","H6020 - NON IN-WATER OR OVER-WATER DEMOLITION","SYSTEM","●","No","●","●","●","●","●"]
["H602001","H602001 - COMPLETE WATERFRONT DEMOLITION","SUBSYSTEM","EA","No","STRUCTURAL, CIVIL",200,"C","C+"]
["H602002","H602002 - DEMOLITION OF COMPONENTS","SUBSYSTEM","EA","No","STRUCTURAL, CIVIL",200,"C","C+"]
["H602003","H602003 - RELOCATION OF WATERFRONT AND UTILITIES","SUBSYSTEM","EA","No","STRUCTURAL, CIVIL",200,"C","C+"]
["H6030","H6030 - HAZARDOUS COMPONENTS","SYSTEM","●","No","●","●","●","●","●"]
["H603001","H603001 - REMOVAL OF HAZARDOUS COMPONENTS","SUBSYSTEM","EA","No","CIVIL",200,"C","C+"]
["H603002","H603002 - ENCAPSULATION OF HAZARDOUS COMPONENTS","SUBSYSTEM","EA","No","CIVIL",200,"C","C+"]
["H70","H70 - WATERFRONT ANTI-TERRORIST FORCE PROTECTION","MASTERSYSTEM","●","No","●","●","●","●","●"]
["H7010","H7010 - WATERSIDE ANTITERRORISM/FORCE PROTECTION","SYSTEM","●","No","●","●","●","●","●"]
["H701001","H701001 - WATERSIDE AT/FP COMPONENTS","SUBSYSTEM","EA","No","CIVIL, STRUCTURAL, HYDROGRAPHIC",300,"A","A+",null,"P","P","P","P","P","P","P","P","P","P","P","P","P","P","P","P","P","P","P","P","P","P",null,"P","P","P","P","P","P","P","P","P","P","P","P"]
["H7020","H7020 - LANDSIDE ANTITERRORISM/FORCE PROTECTION","SYSTEM","●","No","●","●","●","●","●"]
["H702001","H702001 - LANDSIDE AT/FP COMPONENTS","SUBSYSTEM","EA","No","CIVIL, STRUCTURAL",300,"A","A+",null,"P","P","P","P","P","P","P","P","P","P","P","P","P","P","P","P","P","P","P","P","P","P",null,"P","P","P","P","P","P","P","P","P","P","P","P"]
["I10","I10 - AIRFIELD SITE IMPROVEMENTS","MASTERSYSTEM","●","No","●","●","●","●","●"]
["I1010","I1010 - AIRFIELD PAVEMENTS","SYSTEM","●","No","●","●","●","●","●"]
["I101004","I101004 - RUNWAY OVERRUN SURFACE CONCRETE (SECTION)","SUBSYSTEM","SF","No","CIVIL, GEOTECHNICAL",300,"A","A+",null,"P","P","P","P","P","P","P","P","P","P","P","P","P","P","P","P","P","P","P","P","P","P",null,"P","P","P","P",null,"P",null,null,null,"P","P","P"]
["I101005","I101005 - RUNWAY SHOULDER SURFACE ASPHALT (SECTION)","SUBSYSTEM","SF","No","CIVIL, GEOTECHNICAL",300,"A","A+",null,"P","P","P","P","P","P","P","P","P","P","P","P","P","P","P","P","P","P","P","P","P","P",null,"P","P","P","P",null,"P",null,null,null,"P","P","P"]
["I101006","I101006 - RUNWAY SHOULDER SURFACE CONCRETE (SECTION)","SUBSYSTEM","SF","No","CIVIL, GEOTECHNICAL",300,"A","A+",null,"P","P","P","P","P","P","P","P","P","P","P","P","P","P","P","P","P","P","P","P","P","P",null,"P","P","P","P",null,"P",null,null,null,"P","P","P"]
["I101007","I101007 - RUNWAY BASES AND SUBBASES (SECTION)","SUBSYSTEM","SF","No","CIVIL, GEOTECHNICAL",300,"A","A+",null,"P","P","P","P","P","P","P","P","P","P","P","P","P","P","P","P","P","P","P","P","P","P",null,"P","P","P","P",null,"P",null,null,null,"P","P","P"]
["I101008","I101008 - RUNWAY MARKING ","SUBSYSTEM","SF","No","CIVIL, GEOTECHNICAL",300,"A","A+",null,"P","P","P","P","P","P","P","P","P","P","P","P","P","P","P","P","P","P","P","P","P","P",null,"P","P","P","P",null,"P",null,null,null,"P","P","P"]
["I101009","I101009 - RUNWAY RESURFACING ASPHALT (SECTION)","SUBSYSTEM","SF","No","CIVIL, GEOTECHNICAL",300,"A","A+",null,"P","P","P","P","P","P","P","P","P","P","P","P","P","P","P","P","P","P","P","P","P","P",null,"P","P","P","P",null,"P",null,null,null,"P","P","P"]
["I101010","I101010 - RUNWAY RESURFACING CONCRETE (SECTION)","SUBSYSTEM","SF","No","CIVIL, GEOTECHNICAL",300,"A","A+",null,"P","P","P","P","P","P","P","P","P","P","P","P","P","P","P","P","P","P","P","P","P","P",null,"P","P","P","P",null,"P",null,null,null,"P","P","P"]
["I101011","I101011 - RUNWAY SURFACE ASPHALT (SECTION)","SUBSYSTEM","SF","No","CIVIL, GEOTECHNICAL",300,"A","A+",null,"P","P","P","P","P","P","P","P","P","P","P","P","P","P","P","P","P","P","P","P","P","P",null,"P","P","P","P",null,"P",null,null,null,"P","P","P"]
["I101012","I101012 - RUNWAY SURFACE CONCRETE (SECTION)","SUBSYSTEM","SF","No","CIVIL, GEOTECHNICAL",300,"A","A+",null,"P","P","P","P","P","P","P","P","P","P","P","P","P","P","P","P","P","P","P","P","P","P",null,"P","P","P","P",null,"P",null,null,null,"P","P","P"]
["I101013","I101013 - RUNWAY OVERRUNS","SUBSYSTEM","SF","No","CIVIL, GEOTECHNICAL",300,"A","A+",null,"P","P","P","P","P","P","P","P","P","P","P","P","P","P","P","P","P","P","P","P","P","P",null,"P","P","P","P",null,"P",null,null,null,"P","P","P"]
["I1020","I1020 - AIRFIELD PAVEMENT-TAXIWAY (BRANCH)","SYSTEM","●","No","●","●","●","●","●"]
["I102001","I102001 - TAXIWAY SURFACE ASPHALT (SECTION)","SUBSYSTEM","SF","No","CIVIL, GEOTECHNICAL",300,"A","A+",null,"P","P","P","P","P","P","P","P","P","P","P","P","P","P","P","P","P","P","P","P","P","P",null,"P","P","P","P",null,"P",null,null,null,"P","P","P"]
["I102002","I102002 - TAXWAY SURFACE CONCRETE (SECTION)","SUBSYSTEM","SF","No","CIVIL, GEOTECHNICAL",300,"A","A+",null,"P","P","P","P","P","P","P","P","P","P","P","P","P","P","P","P","P","P","P","P","P","P",null,"P","P","P","P",null,"P",null,null,null,"P","P","P"]
["I102003","I102003 - TAXIWAY SHOULDER SURFACE ASPHALT (SECTION)","SUBSYSTEM","SF","No","CIVIL, GEOTECHNICAL",300,"A","A+",null,"P","P","P","P","P","P","P","P","P","P","P","P","P","P","P","P","P","P","P","P","P","P",null,"P","P","P","P",null,"P",null,null,null,"P","P","P"]
["I102004","I102004 - TAXIWAY SHOULDER SURFACE CONCRETE (SECTION)","SUBSYSTEM","SF","No","CIVIL, GEOTECHNICAL",300,"A","A+",null,"P","P","P","P","P","P","P","P","P","P","P","P","P","P","P","P","P","P","P","P","P","P",null,"P","P","P","P",null,"P",null,null,null,"P","P","P"]
["I102005","I102005 - TAXIWAY BASES AND SUBBASES (SECTION)","SUBSYSTEM","SF","No","CIVIL, GEOTECHNICAL",300,"A","A+",null,"P","P","P","P","P","P","P","P","P","P","P","P","P","P","P","P","P","P","P","P","P","P",null,"P","P","P","P",null,"P",null,null,null,"P","P","P"]
["I102006","I102006 - TAXIWAY  MARKING","SUBSYSTEM","SF","No","CIVIL, GEOTECHNICAL",300,"A","A+",null,"P","P","P","P","P","P","P","P","P","P","P","P","P","P","P","P","P","P","P","P","P","P",null,"P","P","P","P",null,"P",null,null,null,"P","P","P"]
["I102007","I102007 - TAXIWAY RESURFACING ASPHALT (SECTION)","SUBSYSTEM","SF","No","CIVIL, GEOTECHNICAL",300,"A","A+",null,"P","P","P","P","P","P","P","P","P","P","P","P","P","P","P","P","P","P","P","P","P","P",null,"P","P","P","P",null,"P",null,null,null,"P","P","P"]
["I102008","I102008 - TAXIWAYRESURFACING CONCRETE (SECTION)","SUBSYSTEM","SF","No","CIVIL, GEOTECHNICAL",300,"A","A+",null,"P","P","P","P","P","P","P","P","P","P","P","P","P","P","P","P","P","P","P","P","P","P",null,"P","P","P","P",null,"P",null,null,null,"P","P","P"]
["I1030","I1030 - AIRFIELD PAVEMENT-PARKING APRON  (BRANCH)","SYSTEM","●","No","●","●","●","●","●"]
["I103001","I103001 - PARKING APRON SURFACE ASPHALT (SECTION)","SUBSYSTEM","SF","No","CIVIL, GEOTECHNICAL",300,"A","A+",null,"P","P","P","P","P","P","P","P","P","P","P","P","P","P","P","P","P","P","P","P","P","P",null,"P","P","P","P",null,"P",null,null,null,"P","P","P"]
["I103002","I103002 - PARKING APRON  CONCRETE (SECTION)","SUBSYSTEM","SF","No","CIVIL, GEOTECHNICAL",300,"A","A+",null,"P","P","P","P","P","P","P","P","P","P","P","P","P","P","P","P","P","P","P","P","P","P",null,"P","P","P","P",null,"P",null,null,null,"P","P","P"]
["I103003","I103003 - PARKING APRON  BASES AND SUBBASES (SECTION)","SUBSYSTEM","SF","No","CIVIL, GEOTECHNICAL",300,"A","A+",null,"P","P","P","P","P","P","P","P","P","P","P","P","P","P","P","P","P","P","P","P","P","P",null,"P","P","P","P",null,"P",null,null,null,"P","P","P"]
["I103004","I103004 - PARKING APRON   MARKING ","SUBSYSTEM","SF","No","CIVIL, GEOTECHNICAL",300,"A","A+",null,"P","P","P","P","P","P","P","P","P","P","P","P","P","P","P","P","P","P","P","P","P","P",null,"P","P","P","P",null,"P",null,null,null,"P","P","P"]
["I103005","I103005 - PARKING APRON  RESURFACING ASPHALT (SECTION)","SUBSYSTEM","SF","No","CIVIL, GEOTECHNICAL",300,"A","A+",null,"P","P","P","P","P","P","P","P","P","P","P","P","P","P","P","P","P","P","P","P","P","P",null,"P","P","P","P",null,"P",null,null,null,"P","P","P"]
["I103006","I103006 - PARKING APRON  RESURFACING CONCRETE (SECTION)","SUBSYSTEM","SF","No","CIVIL, GEOTECHNICAL",300,"A","A+",null,"P","P","P","P","P","P","P","P","P","P","P","P","P","P","P","P","P","P","P","P","P","P",null,"P","P","P","P",null,"P",null,null,null,"P","P","P"]
["I1040","I1040 - AIRFIELD PAVEMENT- PAD & OTHER MISCELLANEOUS AIRFIELD PAVEMENTS (BRANCH)","SYSTEM","●","No","●","●","●","●","●"]
["I1050","I1050 - AIRFIELD PAVEMENT-HELIPAD (BRANCH)","SYSTEM","●","No","●","●","●","●","●"]
["I105001","I105001 - HELIPAD SURFACE ASPHALT (SECTION)","SUBSYSTEM","SF","No","CIVIL, GEOTECHNICAL",300,"A","A+",null,"P","P","P","P","P","P","P","P","P","P","P","P","P","P","P","P","P","P","P","P","P","P",null,"P","P","P","P",null,"P",null,null,null,"P","P","P"]
["I105002","I105002 - HELIPAD CONCRETE (SECTION)","SUBSYSTEM","SF","No","CIVIL, GEOTECHNICAL",300,"A","A+",null,"P","P","P","P","P","P","P","P","P","P","P","P","P","P","P","P","P","P","P","P","P","P",null,"P","P","P","P",null,"P",null,null,null,"P","P","P"]
["I105003","I105003 - HELIPAD BASES AND SUBBASES (SECTION)","SUBSYSTEM","SF","No","CIVIL, GEOTECHNICAL",300,"A","A+",null,"P","P","P","P","P","P","P","P","P","P","P","P","P","P","P","P","P","P","P","P","P","P",null,"P","P","P","P",null,"P",null,null,null,"P","P","P"]
["I105004","I105004 - HELIPAD MARKING","SUBSYSTEM","SF","No","CIVIL, GEOTECHNICAL",300,"A","A+",null,"P","P","P","P","P","P","P","P","P","P","P","P","P","P","P","P","P","P","P","P","P","P",null,"P","P","P","P",null,"P",null,null,null,"P","P","P"]
["I105005","I105005 - HELIPAD RESURFACING ASPHALT (SECTION)","SUBSYSTEM","SF","No","CIVIL, GEOTECHNICAL",300,"A","A+",null,"P","P","P","P","P","P","P","P","P","P","P","P","P","P","P","P","P","P","P","P","P","P",null,"P","P","P","P",null,"P",null,null,null,"P","P","P"]
["I105006","I105006 - HELIPAD RESURFACING CONCRETE (SECTION)","SUBSYSTEM","SF","No","CIVIL, GEOTECHNICAL",300,"A","A+",null,"P","P","P","P","P","P","P","P","P","P","P","P","P","P","P","P","P","P","P","P","P","P",null,"P","P","P","P",null,"P",null,null,null,"P","P","P"]
["I20","I20 - AIRFIELD ELECTRICAL UTILITIES","MASTERSYSTEM","●","No","●","●","●","●","●"]
["I2010","I2010 - AIRFIELD LIGHTING","SYSTEM","●","No","●","●","●","●","●"]
["I201001","I201001 - AIRFIELD LIGHTING COMPONENTS","SUBSYSTEM","EA","No","ELECTRICAL",300,"A","A+",null,"P","P","P","P","P","P","P","P","P","P","P","P","P","P","P","P","P","P","P","P","P","P",null,"P","P","P","P","P","P","P","P","P","P","P","P"]
["I2020","I2020 - AIRFIELD LIGHTING VAULTS","SYSTEM","●","No","●","●","●","●","●"]
["I202001","I202001 - AIRFIELD LIGHTING VAULT COMPONENTS","SUBSYSTEM","EA","No","ELECTRICAL",300,"A","A+",null,"P","P","P","P","P","P","P","P","P","P","P","P","P","P","P","P","P","P","P","P","P","P",null,"P","P","P","P","P","P","P","P","P","P","P","P"]
["I2099","I2099 - OTHER AIRFIELD SITE IMPROVEMENTS","SYSTEM","●","No","●","●","●","●","●"]
["I30","I30 - AIRFIELD SPECIAL CONSTRUCTION","MASTERSYSTEM","●","No","●","●","●","●","●"]
["I3010","I3010 - AIRFIELD SPECIALTY SYSTEMS","SYSTEM","●","No","●","●","●","●","●"]
["I301001","I301001 - AIRFIELD SPECIALTY SYSTEM COMPONENTS","SUBSYSTEM","EA","No","CIVIL, GEOTECHNICAL",300,"A","A+",null,"P","P","P","P","P","P","P","P","P","P","P","P","P","P","P","P","P","P","P","P","P","P",null,"P","P","P","P",null,null,null,null,null,"P","P","P"]
["I40","I40 - AIRCRAFT ENGINE TEST CELLS","MASTERSYSTEM","●","No","●","●","●","●","●"]
["I4010","I4010 - PRIMARY INTAKE","SYSTEM","●","No","●","●","●","●","●"]
["I40100","I40100 - FIRE SYSTEM","SYSTEM","●","No","●","●","●","●","●"]
["I40110","I40110 - DYNAMOMETER","SYSTEM","●","No","●","●","●","●","●"]
["I40120","I40120 - TIE-DOWNS","SYSTEM","●","No","●","●","●","●","●"]
["I40130","I40130 - CONTROL ROOM","SYSTEM","●","No","●","●","●","●","●"]
["I40140","I40140 - JET BLAST DEFLECTOR","SYSTEM","●","No","●","●","●","●","●"]
["I4020","I4020 - SECONDARY INTAKE","SYSTEM","●","No","●","●","●","●","●"]
["I4030","I4030 - EXHAUST STACK","SYSTEM","●","No","●","●","●","●","●"]
["I4040","I4040 - AUGMENTER","SYSTEM","●","No","●","●","●","●","●"]
["I4050","I4050 - RUN ROOM","SYSTEM","●","No","●","●","●","●","●"]
["I4060","I4060 - FLOOR","SYSTEM","●","No","●","●","●","●","●"]
["I4070","I4070 - DOORS AND WINDOWS","SYSTEM","●","No","●","●","●","●","●"]
["I4080","I4080 - FUEL SYSTEM/PRESERVATION OIL","SYSTEM","●","No","●","●","●","●","●"]
["I4090","I4090 - START SYSTEM","SYSTEM","●","No","●","●","●","●","●"]
["I4090100","I4090100 - AIR START","SUBSYSTEM","EA","No","SPECIALTY CONSULTANTS",300,"A","A+",null,"P","P","P","P","P","P","P","P","P","P","P","P","P","P","P","P","P","P","P","P","P","P",null,"P","P","P","P","P","P","P","P","P","P","P","P"]
["I4090110","I4090110 - HYDRAULIC START","SUBSYSTEM","EA","No","SPECIALTY CONSULTANTS",300,"A","A+",null,"P","P","P","P","P","P","P","P","P","P","P","P","P","P","P","P","P","P","P","P","P","P",null,"P","P","P","P","P","P","P","P","P","P","P","P"]
["I4090120","I4090120 - ELECTRIC START","SUBSYSTEM","EA","No","SPECIALTY CONSULTANTS",300,"A","A+",null,"P","P","P","P","P","P","P","P","P","P","P","P","P","P","P","P","P","P","P","P","P","P",null,"P","P","P","P","P","P","P","P","P","P","P","P"]
["I40999","I40999 - OTHER AIRCRAFT ENGINE TEST CELLS","SYSTEM","●","No","●","●","●","●","●"]
["J10","J10 - Electric Utilities","MASTERSYSTEM","●","No","●","●","●","●","●"]
["J1010","J1010 - Production","SYSTEM","●","No","●","●","●","●","●"]
["J1010110","J1010110 - UG Structures","SUBSYSTEM","EA","No","ELECTRICAL, CIVIL",300,"A","A+",null,"P","P","P","P","P","P","P","P","P","P","P","P","P","P","P","P","P","P","P","P","P","P",null,"P","P","P","P","P","P","P","P","P","P","P","P"]
["J1010120","J1010120 - Support Structures","SUBSYSTEM","EA","No","ELECTRICAL, CIVIL",300,"A","A+",null,"P","P","P","P","P","P","P","P","P","P","P","P","P","P","P","P","P","P","P","P","P","P",null,"P","P","P","P","P","P","P","P","P","P","P","P"]
["J1010130","J1010130 - Switch Stations","SUBSYSTEM","EA","No","ELECTRICAL, CIVIL",300,"A","A+",null,"P","P","P","P","P","P","P","P","P","P","P","P","P","P","P","P","P","P","P","P","P","P",null,"P","P","P","P","P","P","P","P","P","P","P","P"]
["J1010140","J1010140 - Sub Stations","SUBSYSTEM","EA","No","ELECTRICAL, CIVIL",300,"A","A+",null,"P","P","P","P","P","P","P","P","P","P","P","P","P","P","P","P","P","P","P","P","P","P",null,"P","P","P","P","P","P","P","P","P","P","P","P"]
["J1010150","J1010150 - Circuits","SUBSYSTEM","LF","No","ELECTRICAL, CIVIL",300,"A","A+",null,"P","P","P","P","P","P","P","P","P","P","P","P","P","P","P","P","P","P","P","P","P","P",null,"P","P","P","P","P","P","P","P","P","P","P","P"]
["J1010155","J1010155 - Plant Electrical","SUBSYSTEM","EA","No","ELECTRICAL, CIVIL",300,"A","A+",null,"P","P","P","P","P","P","P","P","P","P","P","P","P","P","P","P","P","P","P","P","P","P",null,"P","P","P","P","P","P","P","P","P","P","P","P"]
["J1010160","J1010160 - Power Generation","SUBSYSTEM","KW","No","ELECTRICAL, CIVIL",300,"A","A+",null,"P","P","P","P","P","P","P","P","P","P","P","P","P","P","P","P","P","P","P","P","P","P",null,"P","P","P","P","P","P","P","P","P","P","P","P"]
["J1010170","J1010170 - Plant Controls","SUBSYSTEM","EA","No","ELECTRICAL, CIVIL",300,"A","A+",null,"P","P","P","P","P","P","P","P","P","P","P","P","P","P","P","P","P","P","P","P","P","P",null,"P","P","P","P","P","P","P","P","P","P","P","P"]
["J1010175","J1010175 - Cooling System","SUBSYSTEM","EA","No","ELECTRICAL, CIVIL",300,"A","A+",null,"P","P","P","P","P","P","P","P","P","P","P","P","P","P","P","P","P","P","P","P","P","P",null,"P","P","P","P","P","P","P","P","P","P","P","P"]
["J1010180","J1010180 - Fuel System","SUBSYSTEM","EA","No","ELECTRICAL, CIVIL",300,"A","A+",null,"P","P","P","P","P","P","P","P","P","P","P","P","P","P","P","P","P","P","P","P","P","P",null,"P","P","P","P","P","P","P","P","P","P","P","P"]
["J1010185","J1010185 - Compressed Air","SUBSYSTEM","EA","No","ELECTRICAL, CIVIL",300,"A","A+",null,"P","P","P","P","P","P","P","P","P","P","P","P","P","P","P","P","P","P","P","P","P","P",null,"P","P","P","P","P","P","P","P","P","P","P","P"]
["J1010190","J1010190 - Power Conversion","SUBSYSTEM","EA","No","ELECTRICAL, CIVIL",300,"A","A+",null,"P","P","P","P","P","P","P","P","P","P","P","P","P","P","P","P","P","P","P","P","P","P",null,"P","P","P","P","P","P","P","P","P","P","P","P"]
["J1020","J1020 - Transmission","SYSTEM","●","No","●","●","●","●","●"]
["J1020110","J1020110 - UG Structures","SUBSYSTEM","EA","No","ELECTRICAL, CIVIL",300,"A","A+",null,"P","P","P","P","P","P","P","P","P","P","P","P","P","P","P","P","P","P","P","P","P","P",null,"P","P","P","P","P","P","P","P","P","P","P","P"]
["J1020120","J1020120 - Support Structures","SUBSYSTEM","EA","No","ELECTRICAL, CIVIL",300,"A","A+",null,"P","P","P","P","P","P","P","P","P","P","P","P","P","P","P","P","P","P","P","P","P","P",null,"P","P","P","P","P","P","P","P","P","P","P","P"]
["J1020130","J1020130 - Switch Stations","SUBSYSTEM","EA","No","ELECTRICAL, CIVIL",300,"A","A+",null,"P","P","P","P","P","P","P","P","P","P","P","P","P","P","P","P","P","P","P","P","P","P",null,"P","P","P","P","P","P","P","P","P","P","P","P"]
["J1020140","J1020140 - Sub Stations","SUBSYSTEM","EA","No","ELECTRICAL, CIVIL",300,"A","A+",null,"P","P","P","P","P","P","P","P","P","P","P","P","P","P","P","P","P","P","P","P","P","P",null,"P","P","P","P","P","P","P","P","P","P","P","P"]
["J1020150","J1020150 - Circuits","SUBSYSTEM","LF","No","ELECTRICAL, CIVIL",300,"A","A+",null,"P","P","P","P","P","P","P","P","P","P","P","P","P","P","P","P","P","P","P","P","P","P",null,"P","P","P","P","P","P","P","P","P","P","P","P"]
["J1030","J1030 - Distribution","SYSTEM","●","No","●","●","●","●","●"]
["J1030110","J1030110 - UG Structures","SUBSYSTEM","EA","No","ELECTRICAL, CIVIL",300,"A","A+",null,"P","P","P","P","P","P","P","P","P","P","P","P","P","P","P","P","P","P","P","P","P","P",null,"P","P","P","P","P","P","P","P","P","P","P","P"]
["J1030120","J1030120 - Support Structures","SUBSYSTEM","EA","No","ELECTRICAL, CIVIL",300,"A","A+",null,"P","P","P","P","P","P","P","P","P","P","P","P","P","P","P","P","P","P","P","P","P","P",null,"P","P","P","P","P","P","P","P","P","P","P","P"]
["J1030130","J1030130 - Switch Stations","SUBSYSTEM","EA","No","ELECTRICAL, CIVIL",300,"A","A+",null,"P","P","P","P","P","P","P","P","P","P","P","P","P","P","P","P","P","P","P","P","P","P",null,"P","P","P","P","P","P","P","P","P","P","P","P"]
["J1030140","J1030140 - Sub Stations","SUBSYSTEM","EA","No","ELECTRICAL, CIVIL",300,"A","A+",null,"P","P","P","P","P","P","P","P","P","P","P","P","P","P","P","P","P","P","P","P","P","P",null,"P","P","P","P","P","P","P","P","P","P","P","P"]
["J1030150","J1030150 - Circuits","SUBSYSTEM","LF","No","ELECTRICAL, CIVIL",300,"A","A+",null,"P","P","P","P","P","P","P","P","P","P","P","P","P","P","P","P","P","P","P","P","P","P",null,"P","P","P","P","P","P","P","P","P","P","P","P"]
["K10","K10 - Potable Water Utilities","MASTERSYSTEM","●","No","●","●","●","●","●"]
["K1010","K1010 - Production","SYSTEM","●","No","●","●","●","●","●"]
["K1010110","K1010110 - Wells","SUBSYSTEM","EA","No","CIVIL",300,"A","A+",null,"P","P","P","P","P","P","P","P","P","P","P","P","P","P","P","P","P","P","P","P","P","P",null,"P","P","P","P","P","P","P","P","P","P","P","P"]
["K1010120","K1010120 - Raw Water Service Area","SUBSYSTEM","EA","No","CIVIL",300,"A","A+",null,"P","P","P","P","P","P","P","P","P","P","P","P","P","P","P","P","P","P","P","P","P","P",null,"P","P","P","P","P","P","P","P","P","P","P","P"]
["K1010130","K1010130 - Raw Water Pumping","SUBSYSTEM","EA","No","CIVIL",300,"A","A+",null,"P","P","P","P","P","P","P","P","P","P","P","P","P","P","P","P","P","P","P","P","P","P",null,"P","P","P","P","P","P","P","P","P","P","P","P"]
["K1010140","K1010140 - Finished Water Storage","SUBSYSTEM","EA","No","CIVIL",300,"A","A+",null,"P","P","P","P","P","P","P","P","P","P","P","P","P","P","P","P","P","P","P","P","P","P",null,"P","P","P","P","P","P","P","P","P","P","P","P"]
["K1010150","K1010150 - Preliminary Treatment","SUBSYSTEM","EA","No","CIVIL",300,"A","A+",null,"P","P","P","P","P","P","P","P","P","P","P","P","P","P","P","P","P","P","P","P","P","P",null,"P","P","P","P","P","P","P","P","P","P","P","P"]
["K1010160","K1010160 - Coagulation Flocculation","SUBSYSTEM","EA","No","CIVIL",300,"A","A+",null,"P","P","P","P","P","P","P","P","P","P","P","P","P","P","P","P","P","P","P","P","P","P",null,"P","P","P","P","P","P","P","P","P","P","P","P"]
["K1010170","K1010170 - Sedimentation","SUBSYSTEM","EA","No","CIVIL",300,"A","A+",null,"P","P","P","P","P","P","P","P","P","P","P","P","P","P","P","P","P","P","P","P","P","P",null,"P","P","P","P","P","P","P","P","P","P","P","P"]
["K1010180","K1010180 - Adsorption","SUBSYSTEM","EA","No","CIVIL",300,"A","A+",null,"P","P","P","P","P","P","P","P","P","P","P","P","P","P","P","P","P","P","P","P","P","P",null,"P","P","P","P","P","P","P","P","P","P","P","P"]
["K1010190","K1010190 - Filtration","SUBSYSTEM","EA","No","CIVIL",300,"A","A+",null,"P","P","P","P","P","P","P","P","P","P","P","P","P","P","P","P","P","P","P","P","P","P",null,"P","P","P","P","P","P","P","P","P","P","P","P"]
["K1010200","K1010200 - Chemical Treatment","SUBSYSTEM","EA","No","CIVIL",300,"A","A+",null,"P","P","P","P","P","P","P","P","P","P","P","P","P","P","P","P","P","P","P","P","P","P",null,"P","P","P","P","P","P","P","P","P","P","P","P"]
["K1010210","K1010210 - Finished Water Pumping","SUBSYSTEM","EA","No","CIVIL",300,"A","A+",null,"P","P","P","P","P","P","P","P","P","P","P","P","P","P","P","P","P","P","P","P","P","P",null,"P","P","P","P","P","P","P","P","P","P","P","P"]
["K1010220","K1010220 - Disinfection","SUBSYSTEM","EA","No","CIVIL",300,"A","A+",null,"P","P","P","P","P","P","P","P","P","P","P","P","P","P","P","P","P","P","P","P","P","P",null,"P","P","P","P","P","P","P","P","P","P","P","P"]
["K1010230","K1010230 - Solids Handling","SUBSYSTEM","EA","No","CIVIL",300,"A","A+",null,"P","P","P","P","P","P","P","P","P","P","P","P","P","P","P","P","P","P","P","P","P","P",null,"P","P","P","P","P","P","P","P","P","P","P","P"]
["K1010250","K1010250 - Plant Electrical","SUBSYSTEM","EA","No","CIVIL",300,"A","A+",null,"P","P","P","P","P","P","P","P","P","P","P","P","P","P","P","P","P","P","P","P","P","P",null,"P","P","P","P","P","P","P","P","P","P","P","P"]
["K1010260","K1010260 - Plant Water","SUBSYSTEM","EA","No","CIVIL",300,"A","A+",null,"P","P","P","P","P","P","P","P","P","P","P","P","P","P","P","P","P","P","P","P","P","P",null,"P","P","P","P","P","P","P","P","P","P","P","P"]
["K1010280","K1010280 - Plant Controls","SUBSYSTEM","EA","No","CIVIL",300,"A","A+",null,"P","P","P","P","P","P","P","P","P","P","P","P","P","P","P","P","P","P","P","P","P","P",null,"P","P","P","P","P","P","P","P","P","P","P","P"]
["K1010290","K1010290 - Plant Compressed Air","SUBSYSTEM","EA","No","CIVIL",300,"A","A+",null,"P","P","P","P","P","P","P","P","P","P","P","P","P","P","P","P","P","P","P","P","P","P",null,"P","P","P","P","P","P","P","P","P","P","P","P"]
["K1010300","K1010300 - Raw Water Storage","SUBSYSTEM","EA","No","CIVIL",300,"A","A+",null,"P","P","P","P","P","P","P","P","P","P","P","P","P","P","P","P","P","P","P","P","P","P",null,"P","P","P","P","P","P","P","P","P","P","P","P"]
["K1020","K1020 - Distribution","SYSTEM","●","No","●","●","●","●","●"]
["K1020100","K1020100 - Service Areas","SUBSYSTEM","EA","No","CIVIL",300,"A","A+",null,"P","P","P","P","P","P","P","P","P","P","P","P","P","P","P","P","P","P","P","P","P","P",null,"P","P","P","P","P","P","P","P","P","P","P","P"]
["K1020110","K1020110 - Pump Stations","SUBSYSTEM","EA","No","CIVIL",300,"A","A+",null,"P","P","P","P","P","P","P","P","P","P","P","P","P","P","P","P","P","P","P","P","P","P",null,"P","P","P","P","P","P","P","P","P","P","P","P"]
["K1020120","K1020120 - Storage","SUBSYSTEM","EA","No","CIVIL",300,"A","A+",null,"P","P","P","P","P","P","P","P","P","P","P","P","P","P","P","P","P","P","P","P","P","P",null,"P","P","P","P","P","P","P","P","P","P","P","P"]
["K20","K20 - Non-Potable Water Utilities","MASTERSYSTEM","●","No","●","●","●","●","●"]
["K2010","K2010 - Production","SYSTEM","●","No","●","●","●","●","●"]
["K2010110","K2010110 - Wells","SUBSYSTEM","EA","No","CIVIL",300,"A","A+",null,"P","P","P","P","P","P","P","P","P","P","P","P","P","P","P","P","P","P","P","P","P","P",null,"P","P","P","P","P","P","P","P","P","P","P","P"]
["K2010120","K2010120 - Water Supply Service Area","SUBSYSTEM","EA","No","CIVIL",300,"A","A+",null,"P","P","P","P","P","P","P","P","P","P","P","P","P","P","P","P","P","P","P","P","P","P",null,"P","P","P","P","P","P","P","P","P","P","P","P"]
["K2010130","K2010130 - Pump Stations","SUBSYSTEM","EA","No","CIVIL",300,"A","A+",null,"P","P","P","P","P","P","P","P","P","P","P","P","P","P","P","P","P","P","P","P","P","P",null,"P","P","P","P","P","P","P","P","P","P","P","P"]
["K2010140","K2010140 - Storage","SUBSYSTEM","EA","No","CIVIL",300,"A","A+",null,"P","P","P","P","P","P","P","P","P","P","P","P","P","P","P","P","P","P","P","P","P","P",null,"P","P","P","P","P","P","P","P","P","P","P","P"]
["K2010150","K2010150 - Plant Compressed Air","SUBSYSTEM","EA","No","CIVIL",300,"A","A+",null,"P","P","P","P","P","P","P","P","P","P","P","P","P","P","P","P","P","P","P","P","P","P",null,"P","P","P","P","P","P","P","P","P","P","P","P"]
["K2010160","K2010160 - Plant Controls","SUBSYSTEM","EA","No","CIVIL",300,"A","A+",null,"P","P","P","P","P","P","P","P","P","P","P","P","P","P","P","P","P","P","P","P","P","P",null,"P","P","P","P","P","P","P","P","P","P","P","P"]
["K2010180","K2010180 - Plant Electrical","SUBSYSTEM","EA","No","CIVIL",300,"A","A+",null,"P","P","P","P","P","P","P","P","P","P","P","P","P","P","P","P","P","P","P","P","P","P",null,"P","P","P","P","P","P","P","P","P","P","P","P"]
["K2020","K2020 - Distribution","SYSTEM","●","No","●","●","●","●","●"]
["K2020100","K2020100 - Service Areas","SUBSYSTEM","EA","No","CIVIL",300,"A","A+",null,"P","P","P","P","P","P","P","P","P","P","P","P","P","P","P","P","P","P","P","P","P","P",null,"P","P","P","P","P","P","P","P","P","P","P","P"]
["K2020110","K2020110 - Pump Stations","SUBSYSTEM","EA","No","CIVIL",300,"A","A+",null,"P","P","P","P","P","P","P","P","P","P","P","P","P","P","P","P","P","P","P","P","P","P",null,"P","P","P","P","P","P","P","P","P","P","P","P"]
["K2020120","K2020120 - Storage","SUBSYSTEM","EA","No","CIVIL",300,"A","A+",null,"P","P","P","P","P","P","P","P","P","P","P","P","P","P","P","P","P","P","P","P","P","P",null,"P","P","P","P","P","P","P","P","P","P","P","P"]
["K30","K30 - Fire Protection Water Utilities","MASTERSYSTEM","●","No","●","●","●","●","●"]
["K3010","K3010 - Production","SYSTEM","●","No","●","●","●","●","●"]
["K3010110","K3010110 - Wells","SUBSYSTEM","EA","No","CIVIL",300,"A","A+",null,"P","P","P","P","P","P","P","P","P","P","P","P","P","P","P","P","P","P","P","P","P","P",null,"P","P","P","P","P","P","P","P","P","P","P","P"]
["K3010120","K3010120 - Water Supply Service Area","SUBSYSTEM","EA","No","CIVIL",300,"A","A+",null,"P","P","P","P","P","P","P","P","P","P","P","P","P","P","P","P","P","P","P","P","P","P",null,"P","P","P","P","P","P","P","P","P","P","P","P"]
["K3010130","K3010130 - Pump Stations","SUBSYSTEM","EA","No","CIVIL",300,"A","A+",null,"P","P","P","P","P","P","P","P","P","P","P","P","P","P","P","P","P","P","P","P","P","P",null,"P","P","P","P","P","P","P","P","P","P","P","P"]
["K3010140","K3010140 - Storage","SUBSYSTEM","EA","No","CIVIL",300,"A","A+",null,"P","P","P","P","P","P","P","P","P","P","P","P","P","P","P","P","P","P","P","P","P","P",null,"P","P","P","P","P","P","P","P","P","P","P","P"]
["K3010150","K3010150 - Plant Compressed Air","SUBSYSTEM","EA","No","CIVIL",300,"A","A+",null,"P","P","P","P","P","P","P","P","P","P","P","P","P","P","P","P","P","P","P","P","P","P",null,"P","P","P","P","P","P","P","P","P","P","P","P"]
["K3010160","K3010160 - Plant Controls","SUBSYSTEM","EA","No","CIVIL",300,"A","A+",null,"P","P","P","P","P","P","P","P","P","P","P","P","P","P","P","P","P","P","P","P","P","P",null,"P","P","P","P","P","P","P","P","P","P","P","P"]
["K3010180","K3010180 - Plant Electrical","SUBSYSTEM","EA","No","CIVIL",300,"A","A+",null,"P","P","P","P","P","P","P","P","P","P","P","P","P","P","P","P","P","P","P","P","P","P",null,"P","P","P","P","P","P","P","P","P","P","P","P"]
["K3020","K3020 - Distribution","SYSTEM","●","No","●","●","●","●","●"]
["K3020100","K3020100 - Service Areas","SUBSYSTEM","EA","No","CIVIL",300,"A","A+",null,"P","P","P","P","P","P","P","P","P","P","P","P","P","P","P","P","P","P","P","P","P","P",null,"P","P","P","P","P","P","P","P","P","P","P","P"]
["K3020110","K3020110 - Pump Stations","SUBSYSTEM","EA","No","CIVIL",300,"A","A+",null,"P","P","P","P","P","P","P","P","P","P","P","P","P","P","P","P","P","P","P","P","P","P",null,"P","P","P","P","P","P","P","P","P","P","P","P"]
["K3020120","K3020120 - Storage","SUBSYSTEM","EA","No","CIVIL",300,"A","A+",null,"P","P","P","P","P","P","P","P","P","P","P","P","P","P","P","P","P","P","P","P","P","P",null,"P","P","P","P","P","P","P","P","P","P","P","P"]
["K40","K40 - Salt Water Utilities","MASTERSYSTEM","●","No","●","●","●","●","●"]
["K4010","K4010 - Production","SYSTEM","●","No","●","●","●","●","●"]
["K4010110","K4010110 - Wells","SUBSYSTEM","EA","No","CIVIL",300,"A","A+",null,"P","P","P","P","P","P","P","P","P","P","P","P","P","P","P","P","P","P","P","P","P","P",null,"P","P","P","P","P","P","P","P","P","P","P","P"]
["K4010120","K4010120 - Water Supply Service Area","SUBSYSTEM","EA","No","CIVIL",300,"A","A+",null,"P","P","P","P","P","P","P","P","P","P","P","P","P","P","P","P","P","P","P","P","P","P",null,"P","P","P","P","P","P","P","P","P","P","P","P"]
["K4010130","K4010130 - Pump Stations","SUBSYSTEM","EA","No","CIVIL",300,"A","A+",null,"P","P","P","P","P","P","P","P","P","P","P","P","P","P","P","P","P","P","P","P","P","P",null,"P","P","P","P","P","P","P","P","P","P","P","P"]
["K4010140","K4010140 - Storage","SUBSYSTEM","EA","No","CIVIL",300,"A","A+",null,"P","P","P","P","P","P","P","P","P","P","P","P","P","P","P","P","P","P","P","P","P","P",null,"P","P","P","P","P","P","P","P","P","P","P","P"]
["K4010150","K4010150 - Plant Compressed Air","SUBSYSTEM","EA","No","CIVIL",300,"A","A+",null,"P","P","P","P","P","P","P","P","P","P","P","P","P","P","P","P","P","P","P","P","P","P",null,"P","P","P","P","P","P","P","P","P","P","P","P"]
["K4010160","K4010160 - Plant Controls","SUBSYSTEM","EA","No","CIVIL",300,"A","A+",null,"P","P","P","P","P","P","P","P","P","P","P","P","P","P","P","P","P","P","P","P","P","P",null,"P","P","P","P","P","P","P","P","P","P","P","P"]
["K4010180","K4010180 - Plant Electrical","SUBSYSTEM","EA","No","CIVIL",300,"A","A+",null,"P","P","P","P","P","P","P","P","P","P","P","P","P","P","P","P","P","P","P","P","P","P",null,"P","P","P","P","P","P","P","P","P","P","P","P"]
["K4020","K4020 - Distribution","SYSTEM","●","No","●","●","●","●","●"]
["K4020100","K4020100 - Service Areas","SUBSYSTEM","EA","No","CIVIL",300,"A","A+",null,"P","P","P","P","P","P","P","P","P","P","P","P","P","P","P","P","P","P","P","P","P","P",null,"P","P","P","P","P","P","P","P","P","P","P","P"]
["K4020110","K4020110 - Pump Stations","SUBSYSTEM","EA","No","CIVIL",300,"A","A+",null,"P","P","P","P","P","P","P","P","P","P","P","P","P","P","P","P","P","P","P","P","P","P",null,"P","P","P","P","P","P","P","P","P","P","P","P"]
["K4020120","K4020120 - Storage","SUBSYSTEM","EA","No","CIVIL",300,"A","A+",null,"P","P","P","P","P","P","P","P","P","P","P","P","P","P","P","P","P","P","P","P","P","P",null,"P","P","P","P","P","P","P","P","P","P","P","P"]
["L10","L10 - Steam Utilities","MASTERSYSTEM","●","No","●","●","●","●","●"]
["L1010","L1010 - Production","SYSTEM","●","No","●","●","●","●","●"]
["L1010100","L1010100 - Plant Electrical","SUBSYSTEM","EA","No","CIVIL, ELECTRICAL",300,"A","A+",null,"P","P","P","P","P","P","P","P","P","P","P","P","P","P","P","P","P","P","P","P","P","P",null,"P","P","P","P","P","P","P","P","P","P","P","P"]
["L1010110","L1010110 - Plant Water","SUBSYSTEM","EA","No","CIVIL, MECHANICAL",300,"A","A+",null,"P","P","P","P","P","P","P","P","P","P","P","P","P","P","P","P","P","P","P","P","P","P",null,"P","P","P","P","P","P","P","P","P","P","P","P"]
["L1010120","L1010120 - Plant Steam","SUBSYSTEM","EA","No","CIVIL, MECHANICAL",300,"A","A+",null,"P","P","P","P","P","P","P","P","P","P","P","P","P","P","P","P","P","P","P","P","P","P",null,"P","P","P","P","P","P","P","P","P","P","P","P"]
["L1010135","L1010135 - Plant Controls","SUBSYSTEM","EA","No","CIVIL, MECHANICAL",300,"A","A+",null,"P","P","P","P","P","P","P","P","P","P","P","P","P","P","P","P","P","P","P","P","P","P",null,"P","P","P","P","P","P","P","P","P","P","P","P"]
["L1010140","L1010140 - Make-up Water","SUBSYSTEM","EA","No","CIVIL, MECHANICAL",300,"A","A+",null,"P","P","P","P","P","P","P","P","P","P","P","P","P","P","P","P","P","P","P","P","P","P",null,"P","P","P","P","P","P","P","P","P","P","P","P"]
["L1010150","L1010150 - Boiler Feedwater","SUBSYSTEM","EA","No","CIVIL, MECHANICAL",300,"A","A+",null,"P","P","P","P","P","P","P","P","P","P","P","P","P","P","P","P","P","P","P","P","P","P",null,"P","P","P","P","P","P","P","P","P","P","P","P"]
["L1010160","L1010160 - Boilers","SUBSYSTEM","EA","No","CIVIL, MECHANICAL",300,"A","A+",null,"P","P","P","P","P","P","P","P","P","P","P","P","P","P","P","P","P","P","P","P","P","P",null,"P","P","P","P","P","P","P","P","P","P","P","P"]
["L1010170","L1010170 - Chemical Feed","SUBSYSTEM","EA","No","CIVIL, MECHANICAL",300,"A","A+",null,"P","P","P","P","P","P","P","P","P","P","P","P","P","P","P","P","P","P","P","P","P","P",null,"P","P","P","P","P","P","P","P","P","P","P","P"]
["L1010180","L1010180 - Compressed Air","SUBSYSTEM","EA","No","CIVIL, MECHANICAL",300,"A","A+",null,"P","P","P","P","P","P","P","P","P","P","P","P","P","P","P","P","P","P","P","P","P","P",null,"P","P","P","P","P","P","P","P","P","P","P","P"]
["L1010190","L1010190 - Condensate and Blowdown","SUBSYSTEM","EA","No","CIVIL, MECHANICAL",300,"A","A+",null,"P","P","P","P","P","P","P","P","P","P","P","P","P","P","P","P","P","P","P","P","P","P",null,"P","P","P","P","P","P","P","P","P","P","P","P"]
["L1010200","L1010200 - Fuel System","SUBSYSTEM","EA","No","CIVIL, MECHANICAL",300,"A","A+",null,"P","P","P","P","P","P","P","P","P","P","P","P","P","P","P","P","P","P","P","P","P","P",null,"P","P","P","P","P","P","P","P","P","P","P","P"]
["L1010220","L1010220 - UG Structures","SUBSYSTEM","EA","No","CIVIL, MECHANICAL",300,"A","A+",null,"P","P","P","P","P","P","P","P","P","P","P","P","P","P","P","P","P","P","P","P","P","P",null,"P","P","P","P","P","P","P","P","P","P","P","P"]
["L1010230","L1010230 - Support Structures","SUBSYSTEM","EA","No","CIVIL, MECHANICAL",300,"A","A+",null,"P","P","P","P","P","P","P","P","P","P","P","P","P","P","P","P","P","P","P","P","P","P",null,"P","P","P","P","P","P","P","P","P","P","P","P"]
["L1020","L1020 - Distribution","SYSTEM","●","No","●","●","●","●","●"]
["L1020100","L1020100 - Service Area","SUBSYSTEM","EA","No","CIVIL, MECHANICAL",300,"A","A+",null,"P","P","P","P","P","P","P","P","P","P","P","P","P","P","P","P","P","P","P","P","P","P",null,"P","P","P","P","P","P","P","P","P","P","P","P"]
["L1020140","L1020140 - UG Structures","SUBSYSTEM","EA","No","CIVIL, MECHANICAL",300,"A","A+",null,"P","P","P","P","P","P","P","P","P","P","P","P","P","P","P","P","P","P","P","P","P","P",null,"P","P","P","P","P","P","P","P","P","P","P","P"]
["L1020150","L1020150 - Support Structures","SUBSYSTEM","EA","No","CIVIL, MECHANICAL",300,"A","A+",null,"P","P","P","P","P","P","P","P","P","P","P","P","P","P","P","P","P","P","P","P","P","P",null,"P","P","P","P","P","P","P","P","P","P","P","P"]
["L1030","L1030 - Return","SYSTEM","●","No","●","●","●","●","●"]
["L1030100","L1030100 - Service Area","SUBSYSTEM","EA","No","CIVIL, MECHANICAL",300,"A","A+",null,"P","P","P","P","P","P","P","P","P","P","P","P","P","P","P","P","P","P","P","P","P","P",null,"P","P","P","P","P","P","P","P","P","P","P","P"]
["L1030110","L1030110 - Pump Station","SUBSYSTEM","EA","No","CIVIL, MECHANICAL",300,"A","A+",null,"P","P","P","P","P","P","P","P","P","P","P","P","P","P","P","P","P","P","P","P","P","P",null,"P","P","P","P","P","P","P","P","P","P","P","P"]
["L1030120","L1030120 - UG Structures","SUBSYSTEM","EA","No","CIVIL, MECHANICAL",300,"A","A+",null,"P","P","P","P","P","P","P","P","P","P","P","P","P","P","P","P","P","P","P","P","P","P",null,"P","P","P","P","P","P","P","P","P","P","P","P"]
["L1030130","L1030130 - Support Structures","SUBSYSTEM","EA","No","CIVIL, MECHANICAL",300,"A","A+",null,"P","P","P","P","P","P","P","P","P","P","P","P","P","P","P","P","P","P","P","P","P","P",null,"P","P","P","P","P","P","P","P","P","P","P","P"]
["L20","L20 - High Temp Hot Water Utilities","MASTERSYSTEM","●","No","●","●","●","●","●"]
["L2010","L2010 - Production","SYSTEM","●","No","●","●","●","●","●"]
["L2010100","L2010100 - Plant Electrical","SUBSYSTEM","EA","No","CIVIL, MECHANICAL",300,"A","A+",null,"P","P","P","P","P","P","P","P","P","P","P","P","P","P","P","P","P","P","P","P","P","P",null,"P","P","P","P","P","P","P","P","P","P","P","P"]
["L2010110","L2010110 - Plant Water","SUBSYSTEM","EA","No","CIVIL, MECHANICAL",300,"A","A+",null,"P","P","P","P","P","P","P","P","P","P","P","P","P","P","P","P","P","P","P","P","P","P",null,"P","P","P","P","P","P","P","P","P","P","P","P"]
["L2010120","L2010120 - Plant High Temp Hot Water","SUBSYSTEM","EA","No","CIVIL, MECHANICAL",300,"A","A+",null,"P","P","P","P","P","P","P","P","P","P","P","P","P","P","P","P","P","P","P","P","P","P",null,"P","P","P","P","P","P","P","P","P","P","P","P"]
["L2010135","L2010135 - Plant Controls","SUBSYSTEM","EA","No","CIVIL, MECHANICAL",300,"A","A+",null,"P","P","P","P","P","P","P","P","P","P","P","P","P","P","P","P","P","P","P","P","P","P",null,"P","P","P","P","P","P","P","P","P","P","P","P"]
["L2010140","L2010140 - Make-up Water","SUBSYSTEM","EA","No","CIVIL, MECHANICAL",300,"A","A+",null,"P","P","P","P","P","P","P","P","P","P","P","P","P","P","P","P","P","P","P","P","P","P",null,"P","P","P","P","P","P","P","P","P","P","P","P"]
["L2010150","L2010150 - Boiler Feedwater","SUBSYSTEM","EA","No","CIVIL, MECHANICAL",300,"A","A+",null,"P","P","P","P","P","P","P","P","P","P","P","P","P","P","P","P","P","P","P","P","P","P",null,"P","P","P","P","P","P","P","P","P","P","P","P"]
["L2010160","L2010160 - Boilers","SUBSYSTEM","EA","No","CIVIL, MECHANICAL",300,"A","A+",null,"P","P","P","P","P","P","P","P","P","P","P","P","P","P","P","P","P","P","P","P","P","P",null,"P","P","P","P","P","P","P","P","P","P","P","P"]
["L2010170","L2010170 - Chemical Feed","SUBSYSTEM","EA","No","CIVIL, MECHANICAL",300,"A","A+",null,"P","P","P","P","P","P","P","P","P","P","P","P","P","P","P","P","P","P","P","P","P","P",null,"P","P","P","P","P","P","P","P","P","P","P","P"]
["L2010180","L2010180 - Compressed Air","SUBSYSTEM","EA","No","CIVIL, MECHANICAL",300,"A","A+",null,"P","P","P","P","P","P","P","P","P","P","P","P","P","P","P","P","P","P","P","P","P","P",null,"P","P","P","P","P","P","P","P","P","P","P","P"]
["L2010190","L2010190 - Condensate and Blowdown","SUBSYSTEM","EA","No","CIVIL, MECHANICAL",300,"A","A+",null,"P","P","P","P","P","P","P","P","P","P","P","P","P","P","P","P","P","P","P","P","P","P",null,"P","P","P","P","P","P","P","P","P","P","P","P"]
["L2010200","L2010200 - Fuel System","SUBSYSTEM","EA","No","CIVIL, MECHANICAL",300,"A","A+",null,"P","P","P","P","P","P","P","P","P","P","P","P","P","P","P","P","P","P","P","P","P","P",null,"P","P","P","P","P","P","P","P","P","P","P","P"]
["L2020","L2020 - Distribution","SYSTEM","●","No","●","●","●","●","●"]
["L2020100","L2020100 - Service Area","SUBSYSTEM","EA","No","CIVIL, MECHANICAL",300,"A","A+",null,"P","P","P","P","P","P","P","P","P","P","P","P","P","P","P","P","P","P","P","P","P","P",null,"P","P","P","P","P","P","P","P","P","P","P","P"]
["L2020110","L2020110 - Pump Station","SUBSYSTEM","EA","No","CIVIL, MECHANICAL",300,"A","A+",null,"P","P","P","P","P","P","P","P","P","P","P","P","P","P","P","P","P","P","P","P","P","P",null,"P","P","P","P","P","P","P","P","P","P","P","P"]
["L2020140","L2020140 - UG Structures","SUBSYSTEM","EA","No","CIVIL, MECHANICAL",300,"A","A+",null,"P","P","P","P","P","P","P","P","P","P","P","P","P","P","P","P","P","P","P","P","P","P",null,"P","P","P","P","P","P","P","P","P","P","P","P"]
["L2020150","L2020150 - Support Structures","SUBSYSTEM","EA","No","CIVIL, MECHANICAL",300,"A","A+",null,"P","P","P","P","P","P","P","P","P","P","P","P","P","P","P","P","P","P","P","P","P","P",null,"P","P","P","P","P","P","P","P","P","P","P","P"]
["L2030","L2030 - Return","SYSTEM","●","No","●","●","●","●","●"]
["L2030100","L2030100 - Service Area","SUBSYSTEM","EA","No","CIVIL, MECHANICAL",300,"A","A+",null,"P","P","P","P","P","P","P","P","P","P","P","P","P","P","P","P","P","P","P","P","P","P",null,"P","P","P","P","P","P","P","P","P","P","P","P"]
["L2030110","L2030110 - Pump Station","SUBSYSTEM","EA","No","CIVIL, MECHANICAL",300,"A","A+",null,"P","P","P","P","P","P","P","P","P","P","P","P","P","P","P","P","P","P","P","P","P","P",null,"P","P","P","P","P","P","P","P","P","P","P","P"]
["L2030120","L2030120 - UG Structures","SUBSYSTEM","EA","No","CIVIL, MECHANICAL",300,"A","A+",null,"P","P","P","P","P","P","P","P","P","P","P","P","P","P","P","P","P","P","P","P","P","P",null,"P","P","P","P","P","P","P","P","P","P","P","P"]
["L2030130","L2030130 - Support Structures","SUBSYSTEM","EA","No","CIVIL, MECHANICAL",300,"A","A+",null,"P","P","P","P","P","P","P","P","P","P","P","P","P","P","P","P","P","P","P","P","P","P",null,"P","P","P","P","P","P","P","P","P","P","P","P"]
["L30","L30 - Domestic Hot Water Utilities","MASTERSYSTEM","●","No","●","●","●","●","●"]
["L3010","L3010 - Production","SYSTEM","●","No","●","●","●","●","●"]
["L3010100","L3010100 - Plant Electrical","SUBSYSTEM","EA","No","CIVIL, MECHANICAL",300,"A","A+",null,"P","P","P","P","P","P","P","P","P","P","P","P","P","P","P","P","P","P","P","P","P","P",null,"P","P","P","P","P","P","P","P","P","P","P","P"]
["L3010110","L3010110 - Plant Water","SUBSYSTEM","EA","No","CIVIL, MECHANICAL",300,"A","A+",null,"P","P","P","P","P","P","P","P","P","P","P","P","P","P","P","P","P","P","P","P","P","P",null,"P","P","P","P","P","P","P","P","P","P","P","P"]
["L3010120","L3010120 - Plant Domestic Hot Water","SUBSYSTEM","EA","No","CIVIL, MECHANICAL",300,"A","A+",null,"P","P","P","P","P","P","P","P","P","P","P","P","P","P","P","P","P","P","P","P","P","P",null,"P","P","P","P","P","P","P","P","P","P","P","P"]
["L3010135","L3010135 - Plant Controls","SUBSYSTEM","EA","No","CIVIL, MECHANICAL",300,"A","A+",null,"P","P","P","P","P","P","P","P","P","P","P","P","P","P","P","P","P","P","P","P","P","P",null,"P","P","P","P","P","P","P","P","P","P","P","P"]
["L3010140","L3010140 - Make-up Water","SUBSYSTEM","EA","No","CIVIL, MECHANICAL",300,"A","A+",null,"P","P","P","P","P","P","P","P","P","P","P","P","P","P","P","P","P","P","P","P","P","P",null,"P","P","P","P","P","P","P","P","P","P","P","P"]
["L3010150","L3010150 - Boiler Feedwater","SUBSYSTEM","EA","No","CIVIL, MECHANICAL",300,"A","A+",null,"P","P","P","P","P","P","P","P","P","P","P","P","P","P","P","P","P","P","P","P","P","P",null,"P","P","P","P","P","P","P","P","P","P","P","P"]
["L3010160","L3010160 - Boilers","SUBSYSTEM","EA","No","CIVIL, MECHANICAL",300,"A","A+",null,"P","P","P","P","P","P","P","P","P","P","P","P","P","P","P","P","P","P","P","P","P","P",null,"P","P","P","P","P","P","P","P","P","P","P","P"]
["L3010170","L3010170 - Chemical Feed","SUBSYSTEM","EA","No","CIVIL, MECHANICAL",300,"A","A+",null,"P","P","P","P","P","P","P","P","P","P","P","P","P","P","P","P","P","P","P","P","P","P",null,"P","P","P","P","P","P","P","P","P","P","P","P"]
["L3010180","L3010180 - Compressed Air","SUBSYSTEM","EA","No","CIVIL, MECHANICAL",300,"A","A+",null,"P","P","P","P","P","P","P","P","P","P","P","P","P","P","P","P","P","P","P","P","P","P",null,"P","P","P","P","P","P","P","P","P","P","P","P"]
["L3010190","L3010190 - Condensate and Blowdown","SUBSYSTEM","EA","No","CIVIL, MECHANICAL",300,"A","A+",null,"P","P","P","P","P","P","P","P","P","P","P","P","P","P","P","P","P","P","P","P","P","P",null,"P","P","P","P","P","P","P","P","P","P","P","P"]
["L3010200","L3010200 - Fuel System","SUBSYSTEM","EA","No","CIVIL, MECHANICAL",300,"A","A+",null,"P","P","P","P","P","P","P","P","P","P","P","P","P","P","P","P","P","P","P","P","P","P",null,"P","P","P","P","P","P","P","P","P","P","P","P"]
["L3020","L3020 - Distribution","SYSTEM","●","No","●","●","●","●","●"]
["L3020100","L3020100 - Service Area","SUBSYSTEM","EA","No","CIVIL, MECHANICAL",300,"A","A+",null,"P","P","P","P","P","P","P","P","P","P","P","P","P","P","P","P","P","P","P","P","P","P",null,"P","P","P","P","P","P","P","P","P","P","P","P"]
["L3020110","L3020110 - Pump Station","SUBSYSTEM","EA","No","CIVIL, MECHANICAL",300,"A","A+",null,"P","P","P","P","P","P","P","P","P","P","P","P","P","P","P","P","P","P","P","P","P","P",null,"P","P","P","P","P","P","P","P","P","P","P","P"]
["L3020140","L3020140 - UG Structures","SUBSYSTEM","EA","No","CIVIL, MECHANICAL",300,"A","A+",null,"P","P","P","P","P","P","P","P","P","P","P","P","P","P","P","P","P","P","P","P","P","P",null,"P","P","P","P","P","P","P","P","P","P","P","P"]
["L3020150","L3020150 - Support Structures","SUBSYSTEM","EA","No","CIVIL, MECHANICAL",300,"A","A+",null,"P","P","P","P","P","P","P","P","P","P","P","P","P","P","P","P","P","P","P","P","P","P",null,"P","P","P","P","P","P","P","P","P","P","P","P"]
["L3030","L3030 - Return","SYSTEM","●","No","●","●","●","●","●"]
["L3030100","L3030100 - Service Area","SUBSYSTEM","EA","No","CIVIL, MECHANICAL",300,"A","A+",null,"P","P","P","P","P","P","P","P","P","P","P","P","P","P","P","P","P","P","P","P","P","P",null,"P","P","P","P","P","P","P","P","P","P","P","P"]
["L3030110","L3030110 - Pump Station","SUBSYSTEM","EA","No","CIVIL, MECHANICAL",300,"A","A+",null,"P","P","P","P","P","P","P","P","P","P","P","P","P","P","P","P","P","P","P","P","P","P",null,"P","P","P","P","P","P","P","P","P","P","P","P"]
["L3030120","L3030120 - UG Structures","SUBSYSTEM","EA","No","CIVIL, MECHANICAL",300,"A","A+",null,"P","P","P","P","P","P","P","P","P","P","P","P","P","P","P","P","P","P","P","P","P","P",null,"P","P","P","P","P","P","P","P","P","P","P","P"]
["L3030130","L3030130 - Support Structures","SUBSYSTEM","EA","No","CIVIL, MECHANICAL",300,"A","A+",null,"P","P","P","P","P","P","P","P","P","P","P","P","P","P","P","P","P","P","P","P","P","P",null,"P","P","P","P","P","P","P","P","P","P","P","P"]
["L40","L40 - Chilled Water Utilities","MASTERSYSTEM","●","No","●","●","●","●","●"]
["L4010","L4010 - Production","SYSTEM","●","No","●","●","●","●","●"]
["L4010100","L4010100 - Plant Electrical","SUBSYSTEM","EA","No","CIVIL, MECHANICAL",300,"A","A+",null,"P","P","P","P","P","P","P","P","P","P","P","P","P","P","P","P","P","P","P","P","P","P",null,"P","P","P","P","P","P","P","P","P","P","P","P"]
["L4010110","L4010110 - Plant Water","SUBSYSTEM","EA","No","CIVIL, MECHANICAL",300,"A","A+",null,"P","P","P","P","P","P","P","P","P","P","P","P","P","P","P","P","P","P","P","P","P","P",null,"P","P","P","P","P","P","P","P","P","P","P","P"]
["L4010120","L4010120 - Plant Chilled Water","SUBSYSTEM","EA","No","CIVIL, MECHANICAL",300,"A","A+",null,"P","P","P","P","P","P","P","P","P","P","P","P","P","P","P","P","P","P","P","P","P","P",null,"P","P","P","P","P","P","P","P","P","P","P","P"]
["L4010135","L4010135 - Plant Controls","SUBSYSTEM","EA","No","CIVIL, MECHANICAL",300,"A","A+",null,"P","P","P","P","P","P","P","P","P","P","P","P","P","P","P","P","P","P","P","P","P","P",null,"P","P","P","P","P","P","P","P","P","P","P","P"]
["L4010140","L4010140 - Make-up Water","SUBSYSTEM","EA","No","CIVIL, MECHANICAL",300,"A","A+",null,"P","P","P","P","P","P","P","P","P","P","P","P","P","P","P","P","P","P","P","P","P","P",null,"P","P","P","P","P","P","P","P","P","P","P","P"]
["L4010150","L4010150 - Chiller Feedwater","SUBSYSTEM","EA","No","CIVIL, MECHANICAL",300,"A","A+",null,"P","P","P","P","P","P","P","P","P","P","P","P","P","P","P","P","P","P","P","P","P","P",null,"P","P","P","P","P","P","P","P","P","P","P","P"]
["L4010160","L4010160 - Chiller","SUBSYSTEM","EA","No","CIVIL, MECHANICAL",300,"A","A+",null,"P","P","P","P","P","P","P","P","P","P","P","P","P","P","P","P","P","P","P","P","P","P",null,"P","P","P","P","P","P","P","P","P","P","P","P"]
["L4010170","L4010170 - Chemical Feed","SUBSYSTEM","EA","No","CIVIL, MECHANICAL",300,"A","A+",null,"P","P","P","P","P","P","P","P","P","P","P","P","P","P","P","P","P","P","P","P","P","P",null,"P","P","P","P","P","P","P","P","P","P","P","P"]
["L4010180","L4010180 - Compressed Air","SUBSYSTEM","EA","No","CIVIL, MECHANICAL",300,"A","A+",null,"P","P","P","P","P","P","P","P","P","P","P","P","P","P","P","P","P","P","P","P","P","P",null,"P","P","P","P","P","P","P","P","P","P","P","P"]
["L4010190","L4010190 - Condenser","SUBSYSTEM","EA","No","CIVIL, MECHANICAL",300,"A","A+",null,"P","P","P","P","P","P","P","P","P","P","P","P","P","P","P","P","P","P","P","P","P","P",null,"P","P","P","P","P","P","P","P","P","P","P","P"]
["L4010200","L4010200 - Fuel System","SUBSYSTEM","EA","No","CIVIL, MECHANICAL",300,"A","A+",null,"P","P","P","P","P","P","P","P","P","P","P","P","P","P","P","P","P","P","P","P","P","P",null,"P","P","P","P","P","P","P","P","P","P","P","P"]
["L4020","L4020 - Distribution","SYSTEM","●","No","●","●","●","●","●"]
["L4020100","L4020100 - Service Area","SUBSYSTEM","EA","No","CIVIL, MECHANICAL",300,"A","A+",null,"P","P","P","P","P","P","P","P","P","P","P","P","P","P","P","P","P","P","P","P","P","P",null,"P","P","P","P","P","P","P","P","P","P","P","P"]
["L4020110","L4020110 - Pump Station","SUBSYSTEM","EA","No","CIVIL, MECHANICAL",300,"A","A+",null,"P","P","P","P","P","P","P","P","P","P","P","P","P","P","P","P","P","P","P","P","P","P",null,"P","P","P","P","P","P","P","P","P","P","P","P"]
["L4020140","L4020140 - UG Structures","SUBSYSTEM","EA","No","CIVIL, MECHANICAL",300,"A","A+",null,"P","P","P","P","P","P","P","P","P","P","P","P","P","P","P","P","P","P","P","P","P","P",null,"P","P","P","P","P","P","P","P","P","P","P","P"]
["L4020150","L4020150 - Support Structures","SUBSYSTEM","EA","No","CIVIL, MECHANICAL",300,"A","A+",null,"P","P","P","P","P","P","P","P","P","P","P","P","P","P","P","P","P","P","P","P","P","P",null,"P","P","P","P","P","P","P","P","P","P","P","P"]
["L4030","L4030 - Return","SYSTEM","●","No","●","●","●","●","●"]
["L4030100","L4030100 - Service Area","SUBSYSTEM","EA","No","CIVIL, MECHANICAL",300,"A","A+",null,"P","P","P","P","P","P","P","P","P","P","P","P","P","P","P","P","P","P","P","P","P","P",null,"P","P","P","P","P","P","P","P","P","P","P","P"]
["L4030110","L4030110 - Pump Station","SUBSYSTEM","EA","No","CIVIL, MECHANICAL",300,"A","A+",null,"P","P","P","P","P","P","P","P","P","P","P","P","P","P","P","P","P","P","P","P","P","P",null,"P","P","P","P","P","P","P","P","P","P","P","P"]
["L4030120","L4030120 - UG Structures","SUBSYSTEM","EA","No","CIVIL, MECHANICAL",300,"A","A+",null,"P","P","P","P","P","P","P","P","P","P","P","P","P","P","P","P","P","P","P","P","P","P",null,"P","P","P","P","P","P","P","P","P","P","P","P"]
["L4030130","L4030130 - Support Structures","SUBSYSTEM","EA","No","CIVIL, MECHANICAL",300,"A","A+",null,"P","P","P","P","P","P","P","P","P","P","P","P","P","P","P","P","P","P","P","P","P","P",null,"P","P","P","P","P","P","P","P","P","P","P","P"]
["M10","M10 - Sanitary Sewer Utilities","MASTERSYSTEM","●","No","●","●","●","●","●"]
["M1010","M1010 - Production","SYSTEM","●","No","●","●","●","●","●"]
["M1010100","M1010100 - Pump Stations","SUBSYSTEM","EA","No","CIVIL, MECHANICAL",300,"A","A+",null,"P","P","P","P","P","P","P","P","P","P","P","P","P","P","P","P","P","P","P","P","P","P",null,"P","P","P","P","P","P","P","P","P","P","P","P"]
["M1010110","M1010110 - Equalization","SUBSYSTEM","EA","No","CIVIL, MECHANICAL",300,"A","A+",null,"P","P","P","P","P","P","P","P","P","P","P","P","P","P","P","P","P","P","P","P","P","P",null,"P","P","P","P","P","P","P","P","P","P","P","P"]
["M1010120","M1010120 - Preliminary Treatment","SUBSYSTEM","EA","No","CIVIL, MECHANICAL",300,"A","A+",null,"P","P","P","P","P","P","P","P","P","P","P","P","P","P","P","P","P","P","P","P","P","P",null,"P","P","P","P","P","P","P","P","P","P","P","P"]
["M1010130","M1010130 - Primary Clarification","SUBSYSTEM","EA","No","CIVIL, MECHANICAL",300,"A","A+",null,"P","P","P","P","P","P","P","P","P","P","P","P","P","P","P","P","P","P","P","P","P","P",null,"P","P","P","P","P","P","P","P","P","P","P","P"]
["M1010140","M1010140 - Holding Tanks","SUBSYSTEM","EA","No","CIVIL, MECHANICAL",300,"A","A+",null,"P","P","P","P","P","P","P","P","P","P","P","P","P","P","P","P","P","P","P","P","P","P",null,"P","P","P","P","P","P","P","P","P","P","P","P"]
["M1010150","M1010150 - Biological Treatment","SUBSYSTEM","EA","No","CIVIL, MECHANICAL",300,"A","A+",null,"P","P","P","P","P","P","P","P","P","P","P","P","P","P","P","P","P","P","P","P","P","P",null,"P","P","P","P","P","P","P","P","P","P","P","P"]
["M1010160","M1010160 - Chemical Treatment","SUBSYSTEM","EA","No","CIVIL, MECHANICAL",300,"A","A+",null,"P","P","P","P","P","P","P","P","P","P","P","P","P","P","P","P","P","P","P","P","P","P",null,"P","P","P","P","P","P","P","P","P","P","P","P"]
["M1010170","M1010170 - Secondary Clarification","SUBSYSTEM","EA","No","CIVIL, MECHANICAL",300,"A","A+",null,"P","P","P","P","P","P","P","P","P","P","P","P","P","P","P","P","P","P","P","P","P","P",null,"P","P","P","P","P","P","P","P","P","P","P","P"]
["M1010180","M1010180 - Filtration","SUBSYSTEM","EA","No","CIVIL, MECHANICAL",300,"A","A+",null,"P","P","P","P","P","P","P","P","P","P","P","P","P","P","P","P","P","P","P","P","P","P",null,"P","P","P","P","P","P","P","P","P","P","P","P"]
["M1010190","M1010190 - Disinfection","SUBSYSTEM","EA","No","CIVIL, MECHANICAL",300,"A","A+",null,"P","P","P","P","P","P","P","P","P","P","P","P","P","P","P","P","P","P","P","P","P","P",null,"P","P","P","P","P","P","P","P","P","P","P","P"]
["M1010200","M1010200 - Sludge Dewatering","SUBSYSTEM","EA","No","CIVIL, MECHANICAL",300,"A","A+",null,"P","P","P","P","P","P","P","P","P","P","P","P","P","P","P","P","P","P","P","P","P","P",null,"P","P","P","P","P","P","P","P","P","P","P","P"]
["M1010210","M1010210 - Sludge Disposal","SUBSYSTEM","EA","No","CIVIL, MECHANICAL",300,"A","A+",null,"P","P","P","P","P","P","P","P","P","P","P","P","P","P","P","P","P","P","P","P","P","P",null,"P","P","P","P","P","P","P","P","P","P","P","P"]
["M1010220","M1010220 - Sludge Digestion","SUBSYSTEM","EA","No","CIVIL, MECHANICAL",300,"A","A+",null,"P","P","P","P","P","P","P","P","P","P","P","P","P","P","P","P","P","P","P","P","P","P",null,"P","P","P","P","P","P","P","P","P","P","P","P"]
["M1010240","M1010240 - Plant Electrical","SUBSYSTEM","EA","No","CIVIL, ELECTRICAL",300,"A","A+",null,"P","P","P","P","P","P","P","P","P","P","P","P","P","P","P","P","P","P","P","P","P","P",null,"P","P","P","P","P","P","P","P","P","P","P","P"]
["M1010250","M1010250 - Plant Water","SUBSYSTEM","EA","No","CIVIL, MECHANICAL",300,"A","A+",null,"P","P","P","P","P","P","P","P","P","P","P","P","P","P","P","P","P","P","P","P","P","P",null,"P","P","P","P","P","P","P","P","P","P","P","P"]
["M1010270","M1010270 - Plant Controls","SUBSYSTEM","EA","No","CIVIL, MECHANICAL",300,"A","A+",null,"P","P","P","P","P","P","P","P","P","P","P","P","P","P","P","P","P","P","P","P","P","P",null,"P","P","P","P","P","P","P","P","P","P","P","P"]
["M1010280","M1010280 - Plant Compressed Air","SUBSYSTEM","EA","No","CIVIL, MECHANICAL",300,"A","A+",null,"P","P","P","P","P","P","P","P","P","P","P","P","P","P","P","P","P","P","P","P","P","P",null,"P","P","P","P","P","P","P","P","P","P","P","P"]
["M1020","M1020 - Distribution","SYSTEM","●","No","●","●","●","●","●"]
["M1020100","M1020100 - Service Area","SUBSYSTEM","EA","No","CIVIL, MECHANICAL",300,"A","A+",null,"P","P","P","P","P","P","P","P","P","P","P","P","P","P","P","P","P","P","P","P","P","P",null,"P","P","P","P","P","P","P","P","P","P","P","P"]
["M1020110","M1020110 - Storage","SUBSYSTEM","EA","No","CIVIL, MECHANICAL",300,"A","A+",null,"P","P","P","P","P","P","P","P","P","P","P","P","P","P","P","P","P","P","P","P","P","P",null,"P","P","P","P","P","P","P","P","P","P","P","P"]
["M1020120","M1020120 - Pump Stations","SUBSYSTEM","EA","No","CIVIL, MECHANICAL",300,"A","A+",null,"P","P","P","P","P","P","P","P","P","P","P","P","P","P","P","P","P","P","P","P","P","P",null,"P","P","P","P","P","P","P","P","P","P","P","P"]
["M20","M20 - Industrial Wastewater Utilities","MASTERSYSTEM","●","No","●","●","●","●","●"]
["M2010","M2010 - Production","SYSTEM","●","No","●","●","●","●","●"]
["M2010100","M2010100 - Pump Stations","SUBSYSTEM","EA","No","CIVIL, MECHANICAL",300,"A","A+",null,"P","P","P","P","P","P","P","P","P","P","P","P","P","P","P","P","P","P","P","P","P","P",null,"P","P","P","P","P","P","P","P","P","P","P","P"]
["M2010110","M2010110 - Equalization","SUBSYSTEM","EA","No","CIVIL, MECHANICAL",300,"A","A+",null,"P","P","P","P","P","P","P","P","P","P","P","P","P","P","P","P","P","P","P","P","P","P",null,"P","P","P","P","P","P","P","P","P","P","P","P"]
["M2010120","M2010120 - Preliminary Treatment","SUBSYSTEM","EA","No","CIVIL, MECHANICAL",300,"A","A+",null,"P","P","P","P","P","P","P","P","P","P","P","P","P","P","P","P","P","P","P","P","P","P",null,"P","P","P","P","P","P","P","P","P","P","P","P"]
["M2010130","M2010130 - Primary Clarification","SUBSYSTEM","EA","No","CIVIL, MECHANICAL",300,"A","A+",null,"P","P","P","P","P","P","P","P","P","P","P","P","P","P","P","P","P","P","P","P","P","P",null,"P","P","P","P","P","P","P","P","P","P","P","P"]
["M2010140","M2010140 - Holding Tanks","SUBSYSTEM","EA","No","CIVIL, MECHANICAL",300,"A","A+",null,"P","P","P","P","P","P","P","P","P","P","P","P","P","P","P","P","P","P","P","P","P","P",null,"P","P","P","P","P","P","P","P","P","P","P","P"]
["M2010150","M2010150 - Biological Treatment","SUBSYSTEM","EA","No","CIVIL, MECHANICAL",300,"A","A+",null,"P","P","P","P","P","P","P","P","P","P","P","P","P","P","P","P","P","P","P","P","P","P",null,"P","P","P","P","P","P","P","P","P","P","P","P"]
["M2010160","M2010160 - Chemical Treatment","SUBSYSTEM","EA","No","CIVIL, MECHANICAL",300,"A","A+",null,"P","P","P","P","P","P","P","P","P","P","P","P","P","P","P","P","P","P","P","P","P","P",null,"P","P","P","P","P","P","P","P","P","P","P","P"]
["M2010170","M2010170 - Secondary Clarification","SUBSYSTEM","EA","No","CIVIL, MECHANICAL",300,"A","A+",null,"P","P","P","P","P","P","P","P","P","P","P","P","P","P","P","P","P","P","P","P","P","P",null,"P","P","P","P","P","P","P","P","P","P","P","P"]
["M2010180","M2010180 - Filtration","SUBSYSTEM","EA","No","CIVIL, MECHANICAL",300,"A","A+",null,"P","P","P","P","P","P","P","P","P","P","P","P","P","P","P","P","P","P","P","P","P","P",null,"P","P","P","P","P","P","P","P","P","P","P","P"]
["M2010190","M2010190 - Disinfection","SUBSYSTEM","EA","No","CIVIL, MECHANICAL",300,"A","A+",null,"P","P","P","P","P","P","P","P","P","P","P","P","P","P","P","P","P","P","P","P","P","P",null,"P","P","P","P","P","P","P","P","P","P","P","P"]
["M2010200","M2010200 - Sludge Dewatering","SUBSYSTEM","EA","No","CIVIL, MECHANICAL",300,"A","A+",null,"P","P","P","P","P","P","P","P","P","P","P","P","P","P","P","P","P","P","P","P","P","P",null,"P","P","P","P","P","P","P","P","P","P","P","P"]
["M2010210","M2010210 - Sludge Disposal","SUBSYSTEM","EA","No","CIVIL, MECHANICAL",300,"A","A+",null,"P","P","P","P","P","P","P","P","P","P","P","P","P","P","P","P","P","P","P","P","P","P",null,"P","P","P","P","P","P","P","P","P","P","P","P"]
["M2010220","M2010220 - Sludge Digestion","SUBSYSTEM","EA","No","CIVIL, MECHANICAL",300,"A","A+",null,"P","P","P","P","P","P","P","P","P","P","P","P","P","P","P","P","P","P","P","P","P","P",null,"P","P","P","P","P","P","P","P","P","P","P","P"]
["M2010240","M2010240 - Plant Electrical","SUBSYSTEM","EA","No","CIVIL, MECHANICAL",300,"A","A+",null,"P","P","P","P","P","P","P","P","P","P","P","P","P","P","P","P","P","P","P","P","P","P",null,"P","P","P","P","P","P","P","P","P","P","P","P"]
["M2010250","M2010250 - Plant Water","SUBSYSTEM","EA","No","CIVIL, MECHANICAL",300,"A","A+",null,"P","P","P","P","P","P","P","P","P","P","P","P","P","P","P","P","P","P","P","P","P","P",null,"P","P","P","P","P","P","P","P","P","P","P","P"]
["M2010270","M2010270 - Plant Controls","SUBSYSTEM","EA","No","CIVIL, MECHANICAL",300,"A","A+",null,"P","P","P","P","P","P","P","P","P","P","P","P","P","P","P","P","P","P","P","P","P","P",null,"P","P","P","P","P","P","P","P","P","P","P","P"]
["M2010280","M2010280 - Plant Compressed Air","SUBSYSTEM","EA","No","CIVIL, MECHANICAL",300,"A","A+",null,"P","P","P","P","P","P","P","P","P","P","P","P","P","P","P","P","P","P","P","P","P","P",null,"P","P","P","P","P","P","P","P","P","P","P","P"]
["M2020","M2020 - Distribution","SYSTEM","●","No","●","●","●","●","●"]
["M2020100","M2020100 - Service Area","SUBSYSTEM","EA","No","CIVIL, MECHANICAL",300,"A","A+",null,"P","P","P","P","P","P","P","P","P","P","P","P","P","P","P","P","P","P","P","P","P","P",null,"P","P","P","P","P","P","P","P","P","P","P","P"]
["M2020120","M2020120 - Pump Stations","SUBSYSTEM","EA","No","CIVIL, MECHANICAL",300,"A","A+",null,"P","P","P","P","P","P","P","P","P","P","P","P","P","P","P","P","P","P","P","P","P","P",null,"P","P","P","P","P","P","P","P","P","P","P","P"]
["M30","M30 - Oily Wastewater Utilities","MASTERSYSTEM","●","No","●","●","●","●","●"]
["M3010","M3010 - Production","SYSTEM","●","No","●","●","●","●","●"]
["M3010100","M3010100 - Pump Stations","SUBSYSTEM","EA","No","CIVIL, MECHANICAL",300,"A","A+",null,"P","P","P","P","P","P","P","P","P","P","P","P","P","P","P","P","P","P","P","P","P","P",null,"P","P","P","P","P","P","P","P","P","P","P","P"]
["M3010110","M3010110 - Equalization","SUBSYSTEM","EA","No","CIVIL, MECHANICAL",300,"A","A+",null,"P","P","P","P","P","P","P","P","P","P","P","P","P","P","P","P","P","P","P","P","P","P",null,"P","P","P","P","P","P","P","P","P","P","P","P"]
["M3010120","M3010120 - Preliminary Treatment","SUBSYSTEM","EA","No","CIVIL, MECHANICAL",300,"A","A+",null,"P","P","P","P","P","P","P","P","P","P","P","P","P","P","P","P","P","P","P","P","P","P",null,"P","P","P","P","P","P","P","P","P","P","P","P"]
["M3010130","M3010130 - Primary Clarification","SUBSYSTEM","EA","No","CIVIL, MECHANICAL",300,"A","A+",null,"P","P","P","P","P","P","P","P","P","P","P","P","P","P","P","P","P","P","P","P","P","P",null,"P","P","P","P","P","P","P","P","P","P","P","P"]
["M3010140","M3010140 - Holding Tanks","SUBSYSTEM","EA","No","CIVIL, MECHANICAL",300,"A","A+",null,"P","P","P","P","P","P","P","P","P","P","P","P","P","P","P","P","P","P","P","P","P","P",null,"P","P","P","P","P","P","P","P","P","P","P","P"]
["M3010150","M3010150 - Biological Treatment","SUBSYSTEM","EA","No","CIVIL, MECHANICAL",300,"A","A+",null,"P","P","P","P","P","P","P","P","P","P","P","P","P","P","P","P","P","P","P","P","P","P",null,"P","P","P","P","P","P","P","P","P","P","P","P"]
["M3010160","M3010160 - Chemical Treatment","SUBSYSTEM","EA","No","CIVIL, MECHANICAL",300,"A","A+",null,"P","P","P","P","P","P","P","P","P","P","P","P","P","P","P","P","P","P","P","P","P","P",null,"P","P","P","P","P","P","P","P","P","P","P","P"]
["M3010170","M3010170 - Secondary Clarification","SUBSYSTEM","EA","No","CIVIL, MECHANICAL",300,"A","A+",null,"P","P","P","P","P","P","P","P","P","P","P","P","P","P","P","P","P","P","P","P","P","P",null,"P","P","P","P","P","P","P","P","P","P","P","P"]
["M3010180","M3010180 - Filtration","SUBSYSTEM","EA","No","CIVIL, MECHANICAL",300,"A","A+",null,"P","P","P","P","P","P","P","P","P","P","P","P","P","P","P","P","P","P","P","P","P","P",null,"P","P","P","P","P","P","P","P","P","P","P","P"]
["M3010190","M3010190 - Disinfection","SUBSYSTEM","EA","No","CIVIL, MECHANICAL",300,"A","A+",null,"P","P","P","P","P","P","P","P","P","P","P","P","P","P","P","P","P","P","P","P","P","P",null,"P","P","P","P","P","P","P","P","P","P","P","P"]
["M3010200","M3010200 - Sludge Dewatering","SUBSYSTEM","EA","No","CIVIL, MECHANICAL",300,"A","A+",null,"P","P","P","P","P","P","P","P","P","P","P","P","P","P","P","P","P","P","P","P","P","P",null,"P","P","P","P","P","P","P","P","P","P","P","P"]
["M3010210","M3010210 - Sludge Disposal","SUBSYSTEM","EA","No","CIVIL, MECHANICAL",300,"A","A+",null,"P","P","P","P","P","P","P","P","P","P","P","P","P","P","P","P","P","P","P","P","P","P",null,"P","P","P","P","P","P","P","P","P","P","P","P"]
["M3010220","M3010220 - Sludge Digestion","SUBSYSTEM","EA","No","CIVIL, MECHANICAL",300,"A","A+",null,"P","P","P","P","P","P","P","P","P","P","P","P","P","P","P","P","P","P","P","P","P","P",null,"P","P","P","P","P","P","P","P","P","P","P","P"]
["M3010240","M3010240 - Plant Electrical","SUBSYSTEM","EA","No","CIVIL, MECHANICAL",300,"A","A+",null,"P","P","P","P","P","P","P","P","P","P","P","P","P","P","P","P","P","P","P","P","P","P",null,"P","P","P","P","P","P","P","P","P","P","P","P"]
["M3010250","M3010250 - Plant Water","SUBSYSTEM","EA","No","CIVIL, MECHANICAL",300,"A","A+",null,"P","P","P","P","P","P","P","P","P","P","P","P","P","P","P","P","P","P","P","P","P","P",null,"P","P","P","P","P","P","P","P","P","P","P","P"]
["M3010270","M3010270 - Plant Controls","SUBSYSTEM","EA","No","CIVIL, MECHANICAL",300,"A","A+",null,"P","P","P","P","P","P","P","P","P","P","P","P","P","P","P","P","P","P","P","P","P","P",null,"P","P","P","P","P","P","P","P","P","P","P","P"]
["M3010280","M3010280 - Plant Compressed Air","SUBSYSTEM","EA","No","CIVIL, MECHANICAL",300,"A","A+",null,"P","P","P","P","P","P","P","P","P","P","P","P","P","P","P","P","P","P","P","P","P","P",null,"P","P","P","P","P","P","P","P","P","P","P","P"]
["M3020","M3020 - Distribution","SYSTEM","●","No","●","●","●","●","●"]
["M3020100","M3020100 - Service Area","SUBSYSTEM","EA","No","CIVIL, MECHANICAL",300,"A","A+",null,"P","P","P","P","P","P","P","P","P","P","P","P","P","P","P","P","P","P","P","P","P","P",null,"P","P","P","P","P","P","P","P","P","P","P","P"]
["M3020110","M3020110 - Storage","SUBSYSTEM","EA","No","CIVIL, MECHANICAL",300,"A","A+",null,"P","P","P","P","P","P","P","P","P","P","P","P","P","P","P","P","P","P","P","P","P","P",null,"P","P","P","P","P","P","P","P","P","P","P","P"]
["M3020120","M3020120 - Pump Stations","SUBSYSTEM","EA","No","CIVIL, MECHANICAL",300,"A","A+",null,"P","P","P","P","P","P","P","P","P","P","P","P","P","P","P","P","P","P","P","P","P","P",null,"P","P","P","P","P","P","P","P","P","P","P","P"]
["M40","M40 - Storm Water Utilities","MASTERSYSTEM","●","No","●","●","●","●","●"]
["M4010","M4010 - Production","SYSTEM","●","No","●","●","●","●","●"]
["M4010100","M4010100 - Pump Stations","SUBSYSTEM","EA","No","CIVIL, MECHANICAL",300,"A","A+",null,"P","P","P","P","P","P","P","P","P","P","P","P","P","P","P","P","P","P","P","P","P","P",null,"P","P","P","P","P","P","P","P","P","P","P","P"]
["M4010110","M4010110 - Storage","SUBSYSTEM","EA","No","CIVIL, MECHANICAL",300,"A","A+",null,"P","P","P","P","P","P","P","P","P","P","P","P","P","P","P","P","P","P","P","P","P","P",null,"P","P","P","P","P","P","P","P","P","P","P","P"]
["M4010120","M4010120 - Plant Controls","SUBSYSTEM","EA","No","CIVIL, MECHANICAL, ELECTRICAL",300,"A","A+",null,"P","P","P","P","P","P","P","P","P","P","P","P","P","P","P","P","P","P","P","P","P","P",null,"P","P","P","P","P","P","P","P","P","P","P","P"]
["M4020","M4020 - Distribution","SYSTEM","●","No","●","●","●","●"]
["M4020100","M4020100 - Service Area","SUBSYSTEM","EA","No","CIVIL, MECHANICAL",300,"A","A+",null,"P","P","P","P","P","P","P","P","P","P","P","P","P","P","P","P","P","P","P","P","P","P",null,"P","P","P","P","P","P","P","P","P","P","P","P"]
["M4020110","M4020110 - Storage","SUBSYSTEM","EA","No","CIVIL, MECHANICAL",300,"A","A+",null,"P","P","P","P","P","P","P","P","P","P","P","P","P","P","P","P","P","P","P","P","P","P",null,"P","P","P","P","P","P","P","P","P","P","P","P"]
["M4020120","M4020120 - Pump Stations","SUBSYSTEM","EA","No","CIVIL, MECHANICAL",300,"A","A+",null,"P","P","P","P","P","P","P","P","P","P","P","P","P","P","P","P","P","P","P","P","P","P",null,"P","P","P","P","P","P","P","P","P","P","P","P"]
["N10","N10 - Natural Gas Utilities","MASTERSYSTEM","●","No","●","●","●","●","●"]
["N1010","N1010 - Production","SYSTEM","●","No","●","●","●","●","●"]
["N1010100","N1010100 - Plant Electric","SUBSYSTEM","EA","No","CIVIL, MECHANICAL, ELECTRICAL",300,"A","A+",null,"P","P","P","P","P","P","P","P","P","P","P","P","P","P","P","P","P","P","P","P","P","P",null,"P","P","P","P","P","P","P","P","P","P","P","P"]
["N1010110","N1010110 - Plant Water","SUBSYSTEM","EA","No","CIVIL, MECHANICAL",300,"A","A+",null,"P","P","P","P","P","P","P","P","P","P","P","P","P","P","P","P","P","P","P","P","P","P",null,"P","P","P","P","P","P","P","P","P","P","P","P"]
["N1010130","N1010130 - Compressed Air","SUBSYSTEM","EA","No","CIVIL, MECHANICAL",300,"A","A+",null,"P","P","P","P","P","P","P","P","P","P","P","P","P","P","P","P","P","P","P","P","P","P",null,"P","P","P","P","P","P","P","P","P","P","P","P"]
["N1010140","N1010140 - Compressed Gas","SUBSYSTEM","EA","No","CIVIL, MECHANICAL",300,"A","A+",null,"P","P","P","P","P","P","P","P","P","P","P","P","P","P","P","P","P","P","P","P","P","P",null,"P","P","P","P","P","P","P","P","P","P","P","P"]
["N1010150","N1010150 - Plant Controls","SUBSYSTEM","EA","No","CIVIL, MECHANICAL",300,"A","A+",null,"P","P","P","P","P","P","P","P","P","P","P","P","P","P","P","P","P","P","P","P","P","P",null,"P","P","P","P","P","P","P","P","P","P","P","P"]
["N1020","N1020 - Distribution","SYSTEM","●","No","●","●","●","●"]
["N1020100","N1020100 - Service Area","SUBSYSTEM","EA","No","CIVIL, MECHANICAL",300,"A","A+",null,"P","P","P","P","P","P","P","P","P","P","P","P","P","P","P","P","P","P","P","P","P","P",null,"P","P","P","P","P","P","P","P","P","P","P","P"]
["N1020110","N1020110 - Storage","SUBSYSTEM","EA","No","CIVIL, MECHANICAL",300,"A","A+",null,"P","P","P","P","P","P","P","P","P","P","P","P","P","P","P","P","P","P","P","P","P","P",null,"P","P","P","P","P","P","P","P","P","P","P","P"]
["N1020120","N1020120 - Pump Stations","SUBSYSTEM","EA","No","CIVIL, MECHANICAL",300,"A","A+",null,"P","P","P","P","P","P","P","P","P","P","P","P","P","P","P","P","P","P","P","P","P","P",null,"P","P","P","P","P","P","P","P","P","P","P","P"]
["N20","N20 - Propane Utilities","MASTERSYSTEM","●","No","●","●","●","●","●"]
["N2010","N2010 - Production","SYSTEM","●","No","●","●","●","●","●"]
["N2010100","N2010100 - Plant Electric","SUBSYSTEM","EA","No","CIVIL, MECHANICAL, ELECTRICAL",300,"A","A+",null,"P","P","P","P","P","P","P","P","P","P","P","P","P","P","P","P","P","P","P","P","P","P",null,"P","P","P","P","P","P","P","P","P","P","P","P"]
["N2010110","N2010110 - Plant Water","SUBSYSTEM","EA","No","CIVIL, MECHANICAL",300,"A","A+",null,"P","P","P","P","P","P","P","P","P","P","P","P","P","P","P","P","P","P","P","P","P","P",null,"P","P","P","P","P","P","P","P","P","P","P","P"]
["N2010130","N2010130 - Compressed Air","SUBSYSTEM","EA","No","CIVIL, MECHANICAL",300,"A","A+",null,"P","P","P","P","P","P","P","P","P","P","P","P","P","P","P","P","P","P","P","P","P","P",null,"P","P","P","P","P","P","P","P","P","P","P","P"]
["N2010140","N2010140 - Compressed Gas","SUBSYSTEM","EA","No","CIVIL, MECHANICAL",300,"A","A+",null,"P","P","P","P","P","P","P","P","P","P","P","P","P","P","P","P","P","P","P","P","P","P",null,"P","P","P","P","P","P","P","P","P","P","P","P"]
["N2010150","N2010150 - Plant Controls","SUBSYSTEM","EA","No","CIVIL, MECHANICAL, ELECTRICAL",300,"A","A+",null,"P","P","P","P","P","P","P","P","P","P","P","P","P","P","P","P","P","P","P","P","P","P",null,"P","P","P","P","P","P","P","P","P","P","P","P"]
["N2020","N2020 - Distribution","SYSTEM","●","No","●","●","●","●","●"]
["N2020100","N2020100 - Service Area","SUBSYSTEM","EA","No","CIVIL, MECHANICAL",300,"A","A+",null,"P","P","P","P","P","P","P","P","P","P","P","P","P","P","P","P","P","P","P","P","P","P",null,"P","P","P","P","P","P","P","P","P","P","P","P"]
["N2020110","N2020110 - Storage","SUBSYSTEM","EA","No","CIVIL, MECHANICAL",300,"A","A+",null,"P","P","P","P","P","P","P","P","P","P","P","P","P","P","P","P","P","P","P","P","P","P",null,"P","P","P","P","P","P","P","P","P","P","P","P"]
["N2020120","N2020120 - Pump Stations","SUBSYSTEM","EA","No","CIVIL, MECHANICAL",300,"A","A+",null,"P","P","P","P","P","P","P","P","P","P","P","P","P","P","P","P","P","P","P","P","P","P",null,"P","P","P","P","P","P","P","P","P","P","P","P"]
["P10","P10 - Compressed Air Utilities","MASTERSYSTEM","●","No","●","●","●","●","●"]
["P1010","P1010 - Production","SYSTEM","●","No","●","●","●","●","●"]
["P1010100","P1010100 - Plant Electric","SUBSYSTEM","EA","No","CIVIL, MECHANICAL, ELECTRICAL",300,"A","A+",null,"P","P","P","P","P","P","P","P","P","P","P","P","P","P","P","P","P","P","P","P","P","P",null,"P","P","P","P","P","P","P","P","P","P","P","P"]
["P1010110","P1010110 - Plant Water","SUBSYSTEM","EA","No","CIVIL, MECHANICAL",300,"A","A+",null,"P","P","P","P","P","P","P","P","P","P","P","P","P","P","P","P","P","P","P","P","P","P",null,"P","P","P","P","P","P","P","P","P","P","P","P"]
["P1010130","P1010130 - Compressed Air","SUBSYSTEM","EA","No","CIVIL, MECHANICAL",300,"A","A+",null,"P","P","P","P","P","P","P","P","P","P","P","P","P","P","P","P","P","P","P","P","P","P",null,"P","P","P","P","P","P","P","P","P","P","P","P"]
["P1010140","P1010140 - Compressed Gas","SUBSYSTEM","EA","No","CIVIL, MECHANICAL",300,"A","A+",null,"P","P","P","P","P","P","P","P","P","P","P","P","P","P","P","P","P","P","P","P","P","P",null,"P","P","P","P","P","P","P","P","P","P","P","P"]
["P1010150","P1010150 - Plant Controls","SUBSYSTEM","EA","No","CIVIL, MECHANICAL, ELECTRICAL",300,"A","A+",null,"P","P","P","P","P","P","P","P","P","P","P","P","P","P","P","P","P","P","P","P","P","P",null,"P","P","P","P","P","P","P","P","P","P","P","P"]
["P1020","P1020 - Distribution","SYSTEM","●","No",null,"●"]
["P1020100","P1020100 - Service Area","SUBSYSTEM","EA","No","CIVIL, MECHANICAL",300,"A","A+",null,"P","P","P","P","P","P","P","P","P","P","P","P","P","P","P","P","P","P","P","P","P","P",null,"P","P","P","P","P","P","P","P","P","P","P","P"]
["P1020110","P1020110 - Storage","SUBSYSTEM","EA","No","CIVIL, MECHANICAL",300,"A","A+",null,"P","P","P","P","P","P","P","P","P","P","P","P","P","P","P","P","P","P","P","P","P","P",null,"P","P","P","P","P","P","P","P","P","P","P","P"]
["P1020120","P1020120 - Pump Stations","SUBSYSTEM","EA","No","CIVIL, MECHANICAL",300,"A","A+",null,"P","P","P","P","P","P","P","P","P","P","P","P","P","P","P","P","P","P","P","P","P","P",null,"P","P","P","P","P","P","P","P","P","P","P","P"]
["Q10","Q10 - Multiple Commodity Utilities","MASTERSYSTEM","●","No","●","●","●","●","●"]
["Q1020","Q1020 - Distribution","SYSTEM","●","No","●","●","●","●","●"]
["Q1020100","Q1020100 - Surface Structures","SUBSYSTEM","EA","No","CIVIL, MECHANICAL",300,"A","A+",null,"P","P","P","P","P","P","P","P","P","P","P","P","P","P","P","P","P","P","P","P","P","P",null,"P","P","P","P","P","P","P","P","P","P","P","P"]
["Q1020110","Q1020110 - UG Structures","SUBSYSTEM","EA","No","CIVIL, MECHANICAL",300,"A","A+",null,"P","P","P","P","P","P","P","P","P","P","P","P","P","P","P","P","P","P","P","P","P","P",null,"P","P","P","P","P","P","P","P","P","P","P","P"]
["Q1020120","Q1020120 - Support Structures","SUBSYSTEM","EA","No","CIVIL, MECHANICAL",300,"A","A+",null,"P","P","P","P","P","P","P","P","P","P","P","P","P","P","P","P","P","P","P","P","P","P",null,"P","P","P","P","P","P","P","P","P","P","P","P"]
["R11","R11 - LIQUID FUEL STORAGE - BULK","MASTERSYSTEM","●","No","●","●","●","●","●"]
["R1110","R1110 - SHIP FUEL STORAGE","SYSTEM","●","No","●","●","●","●","●"]
["R111099","R111099 - SHIP FUEL STORAGE COMPONENT","SUBSYSTEM","EA","No","CIVIL, MECHANICAL",300,"A","A+",null,"P","P","P","P","P","P","P","P","P","P","P","P","P","P","P","P","P","P","P","P","P","P",null,"P","P","P","P",null,"P",null,null,null,"P","P","P"]
["R1120","R1120 - AVIATION GASOLINE STORAGE","SYSTEM","●","No","●","●","●","●","●"]
["R112099","R112099 - AVIATION GASOLINE STORAGE COMPONENT","SUBSYSTEM","EA","No","CIVIL, MECHANICAL",300,"A","A+",null,"P","P","P","P","P","P","P","P","P","P","P","P","P","P","P","P","P","P","P","P","P","P",null,"P","P","P","P",null,"P",null,null,null,"P","P","P"]
["R1130","R1130 - DIESEL FUEL STORAGE","SYSTEM","●","No","●","●","●","●","●"]
["R113099","R113099 - DIESEL FUEL STORAGE COMPONENT","SUBSYSTEM","EA","No","CIVIL, MECHANICAL",300,"A","A+",null,"P","P","P","P","P","P","P","P","P","P","P","P","P","P","P","P","P","P","P","P","P","P",null,"P","P","P","P",null,"P",null,null,null,"P","P","P"]
["R1140","R1140 - MOTOR GASOLINE STORAGE","SYSTEM","●","No","●","●","●","●","●"]
["R114099","R114099 - MOTOR GASOLINE STORAGE COMPONENT","SUBSYSTEM","EA","No","CIVIL, MECHANICAL",300,"A","A+",null,"P","P","P","P","P","P","P","P","P","P","P","P","P","P","P","P","P","P","P","P","P","P",null,"P","P","P","P",null,"P",null,null,null,"P","P","P"]
["R1150","R1150 - JET ENGINE FUEL STORAGE","SYSTEM","●","No","●","●","●","●","●"]
["R115099","R115099 - JET ENGINE FUEL STORAGE COMPONENT","SUBSYSTEM","EA","No","CIVIL, MECHANICAL",300,"A","A+",null,"P","P","P","P","P","P","P","P","P","P","P","P","P","P","P","P","P","P","P","P","P","P",null,"P","P","P","P",null,"P",null,null,null,"P","P","P"]
["R1160","R1160 - LIQUEFIED PETROLEUM FUEL GAS STORAGE","SYSTEM","●","No",null,"●","●","●","●"]
["R116099","R116099 - LIQUEFIED PETROLEUM FUEL GAS STORAGE COMPONENT","SUBSYSTEM","EA","No","CIVIL, MECHANICAL",300,"A","A+",null,"P","P","P","P","P","P","P","P","P","P","P","P","P","P","P","P","P","P","P","P","P","P",null,"P","P","P","P",null,"P",null,null,null,"P","P","P"]
["R1170","R1170 - VAPOR COLLECTION / RECOVERY SYSTEM","SYSTEM","●","No",null,"●","●","●","●"]
["R117099","R117099 - VAPOR COLLECTION / RECOVERY SYSTEM COMPONENT","SUBSYSTEM","EA","No","CIVIL, MECHANICAL",300,"A","A+",null,"P","P","P","P","P","P","P","P","P","P","P","P","P","P","P","P","P","P","P","P","P","P",null,"P","P","P","P",null,"P",null,null,null,"P","P","P"]
["R1182","R1182 - CONTAMINATED FUEL STORAGE","SYSTEM","●","No",null,"●","●","●","●"]
["R118299","R118299 - CONTAMINATED FUEL STORAGE COMPONENT","SUBSYSTEM","EA","No","CIVIL, MECHANICAL",300,"A","A+",null,"P","P","P","P","P","P","P","P","P","P","P","P","P","P","P","P","P","P","P","P","P","P",null,"P","P","P","P",null,"P",null,null,null,"P","P","P"]
["R1184","R1184 - BULK (DEPOT) HEATING FUEL STORAGE","SYSTEM","●","No",null,"●","●","●","●"]
["R118499","R118499 - BULK (DEPOT) HEATING FUEL STORAGE COMPONENT","SUBSYSTEM","EA","No","CIVIL, MECHANICAL",300,"A","A+",null,"P","P","P","P","P","P","P","P","P","P","P","P","P","P","P","P","P","P","P","P","P","P",null,"P","P","P","P",null,"P",null,null,null,"P","P","P"]
["R1199","R1199 - OTHER LIQUID FUEL STORAGE - BULK","SYSTEM","●","No",null,"●","●","●","●"]
["R12","R12 - LIQUID STORAGE OTHER THAN WATER, FUEL, AND PROPELLANTS","MASTERSYSTEM","●","No","●","●","●","●","●"]
["R1215","R1215 - ROAD OIL STORAGE","SYSTEM","●","No","●","●","●","●","●"]
["R121599","R121599 - ROAD OIL STORAGE COMPONENT","SUBSYSTEM","EA","No","CIVIL, MECHANICAL",300,"A","A+",null,"P","P","P","P","P","P","P","P","P","P","P","P","P","P","P","P","P","P","P","P","P","P",null,"P","P","P","P",null,null,null,null,null,"P","P","P"]
["R1225","R1225 - LUBRICANT STORAGE","SYSTEM","●","No","●","●","●","●","●"]
["R122599","R122599 - LUBRICANT STORAGE COMPONENT","SUBSYSTEM","EA","No","CIVIL, MECHANICAL",300,"A","A+",null,"P","P","P","P","P","P","P","P","P","P","P","P","P","P","P","P","P","P","P","P","P","P",null,"P","P","P","P",null,null,null,null,null,"P","P","P"]
["R1235","R1235 - BALLAST AND SLUDGE STORAGE","SYSTEM","●","No","●","●","●","●","●"]
["R123599","R123599 - BALLAST AND SLUDGE STORAGE COMPONENT","SUBSYSTEM","EA","No","CIVIL, MECHANICAL",300,"A","A+",null,"P","P","P","P","P","P","P","P","P","P","P","P","P","P","P","P","P","P","P","P","P","P",null,"P","P","P","P",null,null,null,null,null,"P","P","P"]
["R1240","R1240 - ORGANIC OIL STORAGE","SYSTEM","●","No","●","●","●","●","●"]
["R124099","R124099 - ORGANIC OIL STORAGE COMPONENT","SUBSYSTEM","EA","No","CIVIL, MECHANICAL",300,"A","A+",null,"P","P","P","P","P","P","P","P","P","P","P","P","P","P","P","P","P","P","P","P","P","P",null,"P","P","P","P",null,null,null,null,null,"P","P","P"]
["R1245","R1245 - MISCELLANEOUS LIQUID STORAGE","SYSTEM","●","No","●","●","●","●","●"]
["R124599","R124599 - MISCELLANEOUS LIQUID STORAGE COMPONENT","SUBSYSTEM","EA","No","CIVIL, MECHANICAL",300,"A","A+",null,"P","P","P","P","P","P","P","P","P","P","P","P","P","P","P","P","P","P","P","P","P","P",null,"P","P","P","P",null,null,null,null,null,"P","P","P"]
["R1250","R1250 - INDUSTRIAL / POL WASTE STORAGE FACILITY","SYSTEM","●","No","●","●","●","●","●"]
["R125099","R125099 - INDUSTRIAL / POL WASTE STORAGE FACILITY COMPONENT","SUBSYSTEM","EA","No","CIVIL, MECHANICAL",300,"A","A+",null,"P","P","P","P","P","P","P","P","P","P","P","P","P","P","P","P","P","P","P","P","P","P",null,"P","P","P","P",null,null,null,null,null,"P","P","P"]
["R1299","R1299 - OTHER LIQUID STORAGE OTHER THAN WATER, FUEL, AND PROPELLANTS","SYSTEM","●","No","●","●","●","●","●"]
["R21","R21 - AVIATION FUEL FACILITIES","MASTERSYSTEM","●","No","●","●","●","●","●"]
["R2110","R2110 - AIRCRAFT DIRECT FUELING STATION","SYSTEM","●","No","●","●","●","●","●"]
["R211099","R211099 - AIRCRAFT DIRECT FUELING STATION COMPONENT","SUBSYSTEM","EA","No","CIVIL, MECHANICAL",300,"A","A+",null,"P","P","P","P","P","P","P","P","P","P","P","P","P","P","P","P","P","P","P","P","P","P",null,"P","P","P","P","P","P","P","P","P","P","P","P"]
["R2120","R2120 - AIRCRAFT TRUCK FUELING FACILITY","SYSTEM","●","No","●","●","●","●","●"]
["R212099","R212099 - AIRCRAFT TRUCK FUELING FACILITY COMPONENT","SUBSYSTEM","EA","No","CIVIL, MECHANICAL",300,"A","A+",null,"P","P","P","P","P","P","P","P","P","P","P","P","P","P","P","P","P","P","P","P","P","P",null,"P","P","P","P","P","P","P","P","P","P","P","P"]
["R2130","R2130 - AIRCRAFT DEFUELING FACILITY","SYSTEM","●","No","●","●","●","●","●"]
["R213099","R213099 - AIRCRAFT DEFUELING FACILITY COMPONENT","SUBSYSTEM","EA","No","CIVIL, MECHANICAL",300,"A","A+",null,"P","P","P","P","P","P","P","P","P","P","P","P","P","P","P","P","P","P","P","P","P","P",null,"P","P","P","P","P","P","P","P","P","P","P","P"]
["R2150","R2150 - AIRCRAFT READY FUELS STORAGE","SYSTEM","●","No","●","●","●","●","●"]
["R215099","R215099 - AIRCRAFT READY FUELS STORAGE COMPONENT","SUBSYSTEM","EA","No","CIVIL, MECHANICAL",300,"A","A+",null,"P","P","P","P","P","P","P","P","P","P","P","P","P","P","P","P","P","P","P","P","P","P",null,"P","P","P","P","P","P","P","P","P","P","P","P"]
["R2199","R2199 - OTHER AVIATION FUEL FACILITIES","SYSTEM","●","No","●","●","●","●","●"]
["R22","R22 - MARINE FUEL FACILITIES","MASTERSYSTEM","●","No","●","●","●","●","●"]
["R2210","R2210 - MARINE FUELING FACILITY","SYSTEM","●","No","●","●","●","●","●"]
["R221099","R221099 - MARINE FUELING FACILITY COMPONENT","SUBSYSTEM","EA","No","CIVIL, MECHANICAL",300,"A","A+",null,"P","P","P","P","P","P","P","P","P","P","P","P","P","P","P","P","P","P","P","P","P","P",null,"P","P","P","P","P","P","P","P","P","P","P","P"]
["R2220","R2220 - SMALL CRAFT FUELING STATION","SYSTEM","●","No","●","●","●","●","●"]
["R222099","R222099 - SMALL CRAFT FUELING STATION COMPONENT","SUBSYSTEM","EA","No","CIVIL, MECHANICAL",300,"A","A+",null,"P","P","P","P","P","P","P","P","P","P","P","P","P","P","P","P","P","P","P","P","P","P",null,"P","P","P","P","P","P","P","P","P","P","P","P"]
["R2230","R2230 - SMALL CRAFT READY FUEL STORAGE","SYSTEM","●","No","●","●","●","●","●"]
["R223099","R223099 - SMALL CRAFT READY FUEL STORAGE COMPONENT","SUBSYSTEM","EA","No","CIVIL, MECHANICAL",300,"A","A+",null,"P","P","P","P","P","P","P","P","P","P","P","P","P","P","P","P","P","P","P","P","P","P",null,"P","P","P","P","P","P","P","P","P","P","P","P"]
["R2299","R2299 - OTHER MARINE FUEL FACILITIES","SYSTEM","●","No","●","●","●","●","●"]
["R23","R23 - GROUND BASED VEHICLE AND EQUIPMENT FUEL FACILITIES","MASTERSYSTEM","●","No","●","●","●","●","●"]
["R2310","R2310 - FILLING STATION","SYSTEM","●","No","●","●","●","●","●"]
["R231099","R231099 - FILLING STATION COMPONENT","SUBSYSTEM","EA","No","CIVIL, MECHANICAL",300,"A","A+",null,"P","P","P","P","P","P","P","P","P","P","P","P","P","P","P","P","P","P","P","P","P","P",null,"P","P","P","P",null,null,null,null,null,"P","P","P"]
["R2315","R2315 - FILLING STATION BUILDING","SYSTEM","●","No","●","●","●","●","●"]
["R231599","R231599 - FILLING STATION BUILDING COMPONENT","SUBSYSTEM","EA","No","CIVIL, MECHANICAL",300,"A","A+",null,"P","P","P","P","P","P","P","P","P","P","P","P","P","P","P","P","P","P","P","P","P","P",null,"P","P","P","P",null,null,null,null,null,"P","P","P"]
["R2316","R2316 - OVERHEAD COVER, AIRFIELD","SYSTEM","●","No","●","●","●","●","●"]
["R231699","R231699 - OVERHEAD COVER, AIRFIELD COMPONENT","SUBSYSTEM","EA","No","CIVIL, MECHANICAL",300,"A","A+",null,"P","P","P","P","P","P","P","P","P","P","P","P","P","P","P","P","P","P","P","P","P","P",null,"P","P","P","P",null,null,null,null,null,"P","P","P"]
["R2317","R2317 - OVERHEAD COVER, MISCELLANEOUS","SYSTEM","●","No","●","●","●","●","●"]
["R231799","R231799 - OVERHEAD COVER, MISCELLANEOUS COMPONENT","SUBSYSTEM","EA","No","CIVIL, MECHANICAL",300,"A","A+",null,"P","P","P","P","P","P","P","P","P","P","P","P","P","P","P","P","P","P","P","P","P","P",null,"P","P","P","P",null,null,null,null,null,"P","P","P"]
["R2320","R2320 - FILLING STATION SHELTER","SYSTEM","●","No","●","●","●","●","●"]
["R232099","R232099 - FILLING STATION SHELTER COMPONENT","SUBSYSTEM","EA","No","CIVIL, MECHANICAL",300,"A","A+",null,"P","P","P","P","P","P","P","P","P","P","P","P","P","P","P","P","P","P","P","P","P","P",null,"P","P","P","P",null,null,null,null,null,"P","P","P"]
["R2323","R2323 - VEHICLE AND EQUIPMENT READY FUEL STORAGE","SYSTEM","●","No","●","●","●","●","●"]
["R232399","R232399 - VEHICLE AND EQUIPMENT READY FUEL STORAGE COMPONENT","SUBSYSTEM","EA","No","CIVIL, MECHANICAL",300,"A","A+",null,"P","P","P","P","P","P","P","P","P","P","P","P","P","P","P","P","P","P","P","P","P","P",null,"P","P","P","P",null,null,null,null,null,"P","P","P"]
["R2340","R2340 - ETHANOL READY FUEL STORAGE","SYSTEM","●","No","●","●","●","●","●"]
["R234099","R234099 - ETHANOL READY FUEL STORAGE COMPONENT","SUBSYSTEM","EA","No","CIVIL, MECHANICAL",300,"A","A+",null,"P","P","P","P","P","P","P","P","P","P","P","P","P","P","P","P","P","P","P","P","P","P",null,"P","P","P","P",null,null,null,null,null,"P","P","P"]
["R2350","R2350 - BIODIESEL READY FUEL STORAGE","SYSTEM","●","No","●","●","●","●","●"]
["R235098","R235098 - POL PIPELINE COMPONENT","SUBSYSTEM","EA","No","CIVIL, MECHANICAL",300,"A","A+",null,"P","P","P","P","P","P","P","P","P","P","P","P","P","P","P","P","P","P","P","P","P","P",null,"P","P","P","P",null,null,null,null,null,"P","P","P"]
["R235099","R235099 - BIODIESEL READY FUEL STORAGE COMPONENT","SUBSYSTEM","EA","No","CIVIL, MECHANICAL",300,"A","A+",null,"P","P","P","P","P","P","P","P","P","P","P","P","P","P","P","P","P","P","P","P","P","P",null,"P","P","P","P",null,null,null,null,null,"P","P","P"]
["R2399","R2399 - OTHER GROUND BASED VEHICLE AND EQUIPMENT FUEL FACILITIES","SYSTEM","●","No","●","●","●","●","●"]
["R25","R25 - POL DISTRIBUTION / PIPELINE FACILITIES","MASTERSYSTEM","●","No","●","●","●","●","●"]
["R2510","R2510 - POL PIPELINE","SYSTEM","●","No","●","●","●","●","●"]
["R251099","R251099 - POL PIPELINE COMPONENT","SUBSYSTEM","LF","No","CIVIL, MECHANICAL",300,"A","A+",null,"P","P","P","P","P","P","P","P","P","P","P","P","P","P","P","P","P","P","P","P","P","P",null,"P","P","P","P",null,"P",null,null,null,"P","P","P"]
["R2516","R2516 - POL PIPELINE PUMP STATION AND ANCILLARY EQUIP","SYSTEM","●","No","●","●","●","●","●"]
["R251699","R251699 - POL PIPELINE PUMP STATION AND ANCILLARY EQUIP COMPONENT","SUBSYSTEM","EA","No","CIVIL, MECHANICAL",300,"A","A+",null,"P","P","P","P","P","P","P","P","P","P","P","P","P","P","P","P","P","P","P","P","P","P",null,"P","P","P","P",null,"P",null,null,null,"P","P","P"]
["R2520","R2520 - POL PIPELINE PUMP STATION BUILDING AND ANCILLARY EQUIP","SYSTEM","●","No","●","●","●","●","●"]
["R252099","R252099 - POL PIPELINE PUMP STATION BUILDING AND ANCILLARY EQUIP COMPONENT","SUBSYSTEM","EA","No","CIVIL, MECHANICAL",300,"A","A+",null,"P","P","P","P","P","P","P","P","P","P","P","P","P","P","P","P","P","P","P","P","P","P",null,"P","P","P","P",null,"P",null,null,null,"P","P","P"]
["R2530","R2530 - SURGE STORAGE","SYSTEM","●","No","●","●","●","●","●"]
["R253099","R253099 - SURGE STORAGE COMPONENT","SUBSYSTEM","EA","No","CIVIL, MECHANICAL",300,"A","A+",null,"P","P","P","P","P","P","P","P","P","P","P","P","P","P","P","P","P","P","P","P","P","P",null,"P","P","P","P",null,"P",null,null,null,"P","P","P"]
["R2599","R2599 - OTHER POL DISTRIBUTION / PIPELINE FACILITIES","SYSTEM","●","No","●","●","●","●","●"]
["R26","R26 - OTHER LIQUID PETROLEUM PRODUCTS FACILITIES","MASTERSYSTEM","●","No","●","●","●","●","●"]
["R2610","R2610 - DRUM AND CAN LOADING FACILITY","SYSTEM","●","No","●","●","●","●","●"]
["R261099","R261099 - DRUM AND CAN LOADING FACILITY COMPONENT","SUBSYSTEM","EA","No","CIVIL, MECHANICAL",300,"A","A+",null,"P","P","P","P","P","P","P","P","P","P","P","P","P","P","P","P","P","P","P","P","P","P",null,"P","P","P","P",null,"P",null,null,null,"P","P","P"]
["R2615","R2615 - PETROLEUM READY FUEL STORAGE FACILITY","SYSTEM","●","No","●","●","●","●","●"]
["R261599","R261599 - PETROLEUM READY FUEL STORAGE FACILITY COMPONENT","SUBSYSTEM","EA","No","CIVIL, MECHANICAL",300,"A","A+",null,"P","P","P","P","P","P","P","P","P","P","P","P","P","P","P","P","P","P","P","P","P","P",null,"P","P","P","P",null,"P",null,null,null,"P","P","P"]
["R2630","R2630 - TANK TRUCK OR TANK CAR LOADING FACILITY","SYSTEM","●","No","●","●","●","●","●"]
["R263099","R263099 - TANK TRUCK OR TANK CAR LOADING FACILITY COMPONENT","SUBSYSTEM","EA","No","CIVIL, MECHANICAL",300,"A","A+",null,"P","P","P","P","P","P","P","P","P","P","P","P","P","P","P","P","P","P","P","P","P","P",null,"P","P","P","P",null,"P",null,null,null,"P","P","P"]
["R2640","R2640 - TANK TRUCK OR TANK CAR UNLOADING FACILITY","SYSTEM","●","No","●","●","●","●","●"]
["R264099","R264099 - TANK TRUCK OR TANK CAR UNLOADING FACILITY COMPONENT","SUBSYSTEM","EA","No","CIVIL, MECHANICAL",300,"A","A+",null,"P","P","P","P","P","P","P","P","P","P","P","P","P","P","P","P","P","P","P","P","P","P",null,"P","P","P","P",null,"P",null,null,null,"P","P","P"]
["R2699","R2699 - OTHER LIQUID PETROLEUM PRODUCTS FACILITIES","SYSTEM","●","No","●","●","●","●","●"]
["S10","S10 - SPECIALIZED AND FLEET MOORINGS","MASTERSYSTEM","●","No","●","●","●","●","●"]
["S1010","S1010 - SPREAD MOORING","SYSTEM","●","No","●","●","●","●","●"]
["S101001","S101001 - RISER TYPE","SUBSYSTEM","EA","No","STRUCTURAL, CIVIL",300,"A","A+",null,"P","P","P","P","P","P","P","P","P","P","P","P","P","P","P","P","P","P","P","P","P","P",null,"P","P","P","P",null,null,null,null,null,"P","P","P"]
["S101002","S101002 - RISER-LEG","SUBSYSTEM","EA","No","STRUCTURAL, CIVIL",300,"A","A+",null,"P","P","P","P","P","P","P","P","P","P","P","P","P","P","P","P","P","P","P","P","P","P",null,"P","P","P","P",null,null,null,null,null,"P","P","P"]
["S1020","S1020 - BUOY DOLPHIN","SYSTEM","●","No","●","●","●","●","●"]
["S102001","S102001 - RISER TYPE","SUBSYSTEM","LF","No","STRUCTURAL, CIVIL",300,"A","A+",null,"P","P","P","P","P","P","P","P","P","P","P","P","P","P","P","P","P","P","P","P","P","P",null,"P","P","P","P",null,null,null,null,null,"P","P","P"]
["S102002","S102002 - RISER-LEG","SUBSYSTEM","LF","No","STRUCTURAL, CIVIL",300,"A","A+",null,"P","P","P","P","P","P","P","P","P","P","P","P","P","P","P","P","P","P","P","P","P","P",null,"P","P","P","P",null,null,null,null,null,"P","P","P"]
["S1030","S1030 - MED-MOOR","SYSTEM","●","No","●","●","●","●","●"]
["S103001","S103001 - RISER TYPE","SUBSYSTEM","LF","No","STRUCTURAL, CIVIL",300,"A","A+",null,"P","P","P","P","P","P","P","P","P","P","P","P","P","P","P","P","P","P","P","P","P","P",null,"P","P","P","P",null,null,null,null,null,"P","P","P"]
["S103002","S103002 - RISER-LEG","SUBSYSTEM","LF","No","STRUCTURAL, CIVIL",300,"A","A+",null,"P","P","P","P","P","P","P","P","P","P","P","P","P","P","P","P","P","P","P","P","P","P",null,"P","P","P","P",null,null,null,null,null,"P","P","P"]
["S1040","S1040 - BOW-STERN MOORING","SYSTEM","●","No","●","●","●","●","●"]
["S104001","S104001 - RISER TYPE","SUBSYSTEM","LF","No","STRUCTURAL, CIVIL",300,"A","A+",null,"P","P","P","P","P","P","P","P","P","P","P","P","P","P","P","P","P","P","P","P","P","P",null,"P","P","P","P",null,null,null,null,null,"P","P","P"]
["S104002","S104002 - RISER-LEG","SUBSYSTEM","LF","No","STRUCTURAL, CIVIL",300,"A","A+",null,"P","P","P","P","P","P","P","P","P","P","P","P","P","P","P","P","P","P","P","P","P","P",null,"P","P","P","P",null,null,null,null,null,"P","P","P"]
["S1050","S1050 - SINGLE POINT MOORING","SYSTEM","●","No","●","●","●","●","●"]
["S105001","S105001 - RISER TYPE","SUBSYSTEM","LF","No","STRUCTURAL, CIVIL",300,"A","A+",null,"P","P","P","P","P","P","P","P","P","P","P","P","P","P","P","P","P","P","P","P","P","P",null,"P","P","P","P",null,null,null,null,null,"P","P","P"]
["S105002","S105002 - RISER-LEG","SUBSYSTEM","LF","No","STRUCTURAL, CIVIL",300,"A","A+",null,"P","P","P","P","P","P","P","P","P","P","P","P","P","P","P","P","P","P","P","P","P","P",null,"P","P","P","P",null,null,null,null,null,"P","P","P"]
["S1099","S1099 - OTHER SPECIALIZED AND FLEET MOORINGS","SYSTEM","●","No","●","●","●","●","●"]
["U20","U20 - ASHORE HYPERBARIC & DIVING FACILITIES","MASTERSYSTEM","●","No","●","●","●","●","●"]
["U2010","U2010 - HYPERBARIC & DIVING AIR COMPRESSION","SYSTEM","●","No","●","●","●","●","●"]
["U201001","U201001 - HYPERBARIC & DIVING AIR COMPRESSORS","SUBSYSTEM","EA","No","STRUCTURAL, CIVIL, MECHANICAL",300,"A","A+",null,"P","P","P","P","P","P","P","P","P","P","P","P","P","P","P","P","P","P","P","P","P","P",null,"P","P","P","P","P","P","P","P","P","P","P","P"]
["U2020","U2020 - HYPERBARIC & DIVING AIR STORAGE","SYSTEM","●","No","●","●","●","●","●"]
["U202001","U202001 - HYPERBARIC & DIVING HIGH PRESSURE AIR FLASKS","SUBSYSTEM","CF","No","STRUCTURAL, CIVIL, MECHANICAL",300,"A","A+",null,"P","P","P","P","P","P","P","P","P","P","P","P","P","P","P","P","P","P","P","P","P","P",null,"P","P","P","P","P","P","P","P","P","P","P","P"]
["U202002","U202002 - HYPERBARIC & DIVING MEDUIM PRESSURE AIR STORAGE TANKS","SUBSYSTEM","CF","No","STRUCTURAL, CIVIL, MECHANICAL",300,"A","A+",null,"P","P","P","P","P","P","P","P","P","P","P","P","P","P","P","P","P","P","P","P","P","P",null,"P","P","P","P","P","P","P","P","P","P","P","P"]
["U2030","U2030 - HYPERBARIC& DIVING GAS STORAGE","SYSTEM","●","No","●","●","●","●","●"]
["U203001","U203001 - HYPERBARIC & DIVING HIGH PRESSURE OXYGEN FLASKS","SUBSYSTEM","CF","No","STRUCTURAL, CIVIL, MECHANICAL",300,"A","A+",null,"P","P","P","P","P","P","P","P","P","P","P","P","P","P","P","P","P","P","P","P","P","P",null,"P","P","P","P","P","P","P","P","P","P","P","P"]
["U203002","U203002 - HYPERBARIC & DIVING HIGH PRESSURE HELIUM FLASKS","SUBSYSTEM","CF","No","STRUCTURAL, CIVIL, MECHANICAL",300,"A","A+",null,"P","P","P","P","P","P","P","P","P","P","P","P","P","P","P","P","P","P","P","P","P","P",null,"P","P","P","P","P","P","P","P","P","P","P","P"]
["U203003","U203003 - HYPERBARIC & DIVING HIGH PRESSURE NITROGEN FLASKS","SUBSYSTEM","CF","No","STRUCTURAL, CIVIL, MECHANICAL",300,"A","A+",null,"P","P","P","P","P","P","P","P","P","P","P","P","P","P","P","P","P","P","P","P","P","P",null,"P","P","P","P","P","P","P","P","P","P","P","P"]
["U203004","U203004 - HYPERBARIC & DIVING HIGH PRESSURE MIXED GAS FLASKS","SUBSYSTEM","CF","No","STRUCTURAL, CIVIL, MECHANICAL",300,"A","A+",null,"P","P","P","P","P","P","P","P","P","P","P","P","P","P","P","P","P","P","P","P","P","P",null,"P","P","P","P","P","P","P","P","P","P","P","P"]
["U2040","U2040 - HYPERBARIC & DIVING PIPING","SYSTEM","●","No","●","●","●","●","●"]
["U204001","U204001 - HYPERBARIC & DIVING HIGH PRESSURE AIR PIPING","SUBSYSTEM","LF","No","STRUCTURAL, CIVIL, MECHANICAL",300,"A","A+",null,"P","P","P","P","P","P","P","P","P","P","P","P","P","P","P","P","P","P","P","P","P","P",null,"P","P","P","P","P","P","P","P","P","P","P","P"]
["U204002","U204002 - HYPERBARIC & DIVING LOW PRESSURE AIR PIPING","SUBSYSTEM","LF","No","STRUCTURAL, CIVIL, MECHANICAL",300,"A","A+",null,"P","P","P","P","P","P","P","P","P","P","P","P","P","P","P","P","P","P","P","P","P","P",null,"P","P","P","P","P","P","P","P","P","P","P","P"]
["U204003","U204003 - HYPERBARIC & DIVING AIR LP VOLUME TANKS","SUBSYSTEM","CF","No","STRUCTURAL, CIVIL, MECHANICAL",300,"A","A+",null,"P","P","P","P","P","P","P","P","P","P","P","P","P","P","P","P","P","P","P","P","P","P",null,"P","P","P","P","P","P","P","P","P","P","P","P"]
["U204004","U204004 - HYPERBARIC & DIVING SURFACE SUPPLIED DIVING SYSTEMS","SUBSYSTEM","EA","No","STRUCTURAL, CIVIL, MECHANICAL",300,"A","A+",null,"P","P","P","P","P","P","P","P","P","P","P","P","P","P","P","P","P","P","P","P","P","P",null,"P","P","P","P","P","P","P","P","P","P","P","P"]
["U204005","U204005 - HYPERBARIC & DIVING HIGH PRESSURE OXYGEN PIPING ","SUBSYSTEM","LF","No","STRUCTURAL, CIVIL, MECHANICAL",300,"A","A+",null,"P","P","P","P","P","P","P","P","P","P","P","P","P","P","P","P","P","P","P","P","P","P",null,"P","P","P","P","P","P","P","P","P","P","P","P"]
["U204006","U204006 - HYPERBARIC & DIVING LOW PRESSURE OXYGEN PIPING","SUBSYSTEM","LF","No","STRUCTURAL, CIVIL, MECHANICAL",300,"A","A+",null,"P","P","P","P","P","P","P","P","P","P","P","P","P","P","P","P","P","P","P","P","P","P",null,"P","P","P","P","P","P","P","P","P","P","P","P"]
["U204007","U204007 - HYPERBARIC & DIVING HIGH PRESSURE HELIUM PIPING","SUBSYSTEM","LF","No","STRUCTURAL, CIVIL, MECHANICAL",300,"A","A+",null,"P","P","P","P","P","P","P","P","P","P","P","P","P","P","P","P","P","P","P","P","P","P",null,"P","P","P","P","P","P","P","P","P","P","P","P"]
["U204008","U204008 - HYPERBARIC & DIVING LOW PRESSURE HELIUM PIPING","SUBSYSTEM","LF","No","STRUCTURAL, CIVIL, MECHANICAL",300,"A","A+",null,"P","P","P","P","P","P","P","P","P","P","P","P","P","P","P","P","P","P","P","P","P","P",null,"P","P","P","P","P","P","P","P","P","P","P","P"]
["U204009","U204009 - HYPERBARIC & DIVING HIGH PRESSURE NITROGEN PIPING","SUBSYSTEM","LF","No","STRUCTURAL, CIVIL, MECHANICAL",300,"A","A+",null,"P","P","P","P","P","P","P","P","P","P","P","P","P","P","P","P","P","P","P","P","P","P",null,"P","P","P","P","P","P","P","P","P","P","P","P"]
["U204010","U204010 - HYPERBARIC & DIVING LOW PRESSURE NITROGEN PIPING","SUBSYSTEM","LF","No","STRUCTURAL, CIVIL, MECHANICAL",300,"A","A+",null,"P","P","P","P","P","P","P","P","P","P","P","P","P","P","P","P","P","P","P","P","P","P",null,"P","P","P","P","P","P","P","P","P","P","P","P"]
["U204011","U204011 - HYPERBARIC & DIVING HIGH PRESSURE MIXED GAS PIPING","SUBSYSTEM","LF","No","STRUCTURAL, CIVIL, MECHANICAL",300,"A","A+",null,"P","P","P","P","P","P","P","P","P","P","P","P","P","P","P","P","P","P","P","P","P","P",null,"P","P","P","P","P","P","P","P","P","P","P","P"]
["U204012","U204012 - HYPERBARIC & DIVING LOW PRESSURE MIXED GAS PIPING","SUBSYSTEM","LF","No","STRUCTURAL, CIVIL, MECHANICAL",300,"A","A+",null,"P","P","P","P","P","P","P","P","P","P","P","P","P","P","P","P","P","P","P","P","P","P",null,"P","P","P","P","P","P","P","P","P","P","P","P"]
["U2050","U2050 - RECOMPRESSION CHAMBER","SYSTEM","●","No","●","●","●","●","●"]
["U205001","U205001 - RECOMPRESSION CHAMBER HULLS","SUBSYSTEM","SF","No","STRUCTURAL, CIVIL, MECHANICAL",300,"A","A+",null,"P","P","P","P","P","P","P","P","P","P","P","P","P","P","P","P","P","P","P","P","P","P",null,"P","P","P","P","P","P","P","P","P","P","P","P"]
["U205002","U205002 - RECOMPRESSION CHAMBER AIR PRESS. SYSTEMS","SUBSYSTEM","EA","No","STRUCTURAL, CIVIL, MECHANICAL",300,"A","A+",null,"P","P","P","P","P","P","P","P","P","P","P","P","P","P","P","P","P","P","P","P","P","P",null,"P","P","P","P","P","P","P","P","P","P","P","P"]
["U205003","U205003 - RECOMPRESSION CHAMBER BUILT IN BREATHING SYSTEMS","SUBSYSTEM","EA","No","STRUCTURAL, CIVIL, MECHANICAL",300,"A","A+",null,"P","P","P","P","P","P","P","P","P","P","P","P","P","P","P","P","P","P","P","P","P","P",null,"P","P","P","P","P","P","P","P","P","P","P","P"]
["U205004","U205004 - RECOMPRESSION CHAMBER FIRE EXTING. SYSTEMS","SUBSYSTEM","EA","No","STRUCTURAL, CIVIL, MECHANICAL, FIRE PROTECTION",300,"A","A+",null,"P","P","P","P","P","P","P","P","P","P","P","P","P","P","P","P","P","P","P","P","P","P",null,"P","P","P","P","P","P","P","P","P","P","P","P"]
["U205005","U205005 - RECOMPRESSION CHAMBER ATM. CONDITIONING SYSTEM","SUBSYSTEM","EA","No","STRUCTURAL, CIVIL, MECHANICAL",300,"A","A+",null,"P","P","P","P","P","P","P","P","P","P","P","P","P","P","P","P","P","P","P","P","P","P",null,"P","P","P","P","P","P","P","P","P","P","P","P"]
["U205006","U205006 - RECOMPRESSION CHAMBER COMMUNICATION SYSTEMS","SUBSYSTEM","EA","No","STRUCTURAL, CIVIL, MECHANICAL, ELECTRICAL",300,"A","A+",null,"P","P","P","P","P","P","P","P","P","P","P","P","P","P","P","P","P","P","P","P","P","P",null,"P","P","P","P","P","P","P","P","P","P","P","P"]
["U205007","U205007 - RECOMPRESSION CHAMBER ELEC. SUPPORT SYSTEMS","SUBSYSTEM","EA","No","STRUCTURAL, CIVIL, MECHANICAL, ELECTRICAL",300,"A","A+",null,"P","P","P","P","P","P","P","P","P","P","P","P","P","P","P","P","P","P","P","P","P","P",null,"P","P","P","P","P","P","P","P","P","P","P","P"]
["U205008","U205008 - RECOMPRESSION CHAMBER LIGHTING SYSTEMS","SUBSYSTEM","EA","No","STRUCTURAL, CIVIL, MECHANICAL",300,"A","A+",null,"P","P","P","P","P","P","P","P","P","P","P","P","P","P","P","P","P","P","P","P","P","P",null,"P","P","P","P","P","P","P","P","P","P","P","P"]
["U205009","U205009 - RECOMPRESSION CHAMBER AT. MONITORING SYSTEMS","SUBSYSTEM","EA","No","STRUCTURAL, CIVIL, MECHANICAL",300,"A","A+",null,"P","P","P","P","P","P","P","P","P","P","P","P","P","P","P","P","P","P","P","P","P","P",null,"P","P","P","P","P","P","P","P","P","P","P","P"]
["U2060","U2060 - LOCK OUT TRAINER","SYSTEM","●","No","●","●","●","●","●"]
["U206001","U206001 - LOCK OUT TRAINER HULLS","SUBSYSTEM","SF","No","STRUCTURAL, CIVIL",300,"A","A+",null,"P","P","P","P","P","P","P","P","P","P","P","P","P","P","P","P","P","P","P","P","P","P",null,"P","P","P","P","P","P","P","P","P","P","P","P"]
["U206002","U206002 - LOCK OUT TRAINER AIR PRESSURIZATION SYSTEMS","SUBSYSTEM","EA","No","STRUCTURAL, CIVIL",300,"A","A+",null,"P","P","P","P","P","P","P","P","P","P","P","P","P","P","P","P","P","P","P","P","P","P",null,"P","P","P","P","P","P","P","P","P","P","P","P"]
["U206003","U206003 - LOCK OUT TRAINER BUILT IN BREATHING SYSTEMS","SUBSYSTEM","EA","No","STRUCTURAL, CIVIL",300,"A","A+",null,"P","P","P","P","P","P","P","P","P","P","P","P","P","P","P","P","P","P","P","P","P","P",null,"P","P","P","P","P","P","P","P","P","P","P","P"]
["U206004","U206004 - LOCK OUT TRAINER COMMUNICATIONS SYSTEMS","SUBSYSTEM","EA","No","STRUCTURAL, CIVIL, MECHANICAL, ELECTRICAL",300,"A","A+",null,"P","P","P","P","P","P","P","P","P","P","P","P","P","P","P","P","P","P","P","P","P","P",null,"P","P","P","P","P","P","P","P","P","P","P","P"]
["U206005","U206005 - LOCK OUT TRAINER ELECTRICAL SUPPORT SYSTEMS","SUBSYSTEM","EA","No","STRUCTURAL, CIVIL, MECHANICAL, ELECTRICAL",300,"A","A+",null,"P","P","P","P","P","P","P","P","P","P","P","P","P","P","P","P","P","P","P","P","P","P",null,"P","P","P","P","P","P","P","P","P","P","P","P"]
["U206006","U206006 - LOCK OUT TRAINER LIGHTING SYSTEMS","SUBSYSTEM","EA","No","STRUCTURAL, CIVIL, MECHANICAL, ELECTRICAL",300,"A","A+",null,"P","P","P","P","P","P","P","P","P","P","P","P","P","P","P","P","P","P","P","P","P","P",null,"P","P","P","P","P","P","P","P","P","P","P","P"]
["U206007","U206007 - DIVERS MONITORING SYSTEMS","SUBSYSTEM","EA","No","STRUCTURAL, CIVIL, MECHANICAL, ELECTRICAL",300,"A","A+",null,"P","P","P","P","P","P","P","P","P","P","P","P","P","P","P","P","P","P","P","P","P","P",null,"P","P","P","P","P","P","P","P","P","P","P","P"]
["U2070","U2070 - DIVING SIMULATION FACILITY","SYSTEM","●","No","●","●","●","●","●"]
["U207001","U207001 - DSF HULLS","SUBSYSTEM","SF","No","STRUCTURAL, CIVIL",300,"A","A+",null,"P","P","P","P","P","P","P","P","P","P","P","P","P","P","P","P","P","P","P","P","P","P",null,"P","P","P","P","P","P","P","P","P","P","P","P"]
["U207002","U207002 - DSF AIR PRESSURIZATION SYSTEMS","SUBSYSTEM","EA","No","STRUCTURAL, CIVIL, MECHANICAL",300,"A","A+",null,"P","P","P","P","P","P","P","P","P","P","P","P","P","P","P","P","P","P","P","P","P","P",null,"P","P","P","P","P","P","P","P","P","P","P","P"]
["U207003","U207003 - DSF BUILT IN BREATHING SYSTEMS","SUBSYSTEM","EA","No","STRUCTURAL, CIVIL, MECHANICAL",300,"A","A+",null,"P","P","P","P","P","P","P","P","P","P","P","P","P","P","P","P","P","P","P","P","P","P",null,"P","P","P","P","P","P","P","P","P","P","P","P"]
["U207004","U207004 - DSF DIVERS BREATHING SYSTEMS","SUBSYSTEM","EA","No","STRUCTURAL, CIVIL, MECHANICAL",300,"A","A+",null,"P","P","P","P","P","P","P","P","P","P","P","P","P","P","P","P","P","P","P","P","P","P",null,"P","P","P","P","P","P","P","P","P","P","P","P"]
["U207005","U207005 - DSF FIRE EXTINGUISHING SYSTEMS","SUBSYSTEM","EA","No","STRUCTURAL, CIVIL, MECHANICAL, FIRE PROTECTION",300,"A","A+",null,"P","P","P","P","P","P","P","P","P","P","P","P","P","P","P","P","P","P","P","P","P","P",null,"P","P","P","P","P","P","P","P","P","P","P","P"]
["U207006","U207006 - DSF WETPOT FILL & DRAING SYSTEMS","SUBSYSTEM","EA","No","STRUCTURAL, CIVIL, MECHANICAL",300,"A","A+",null,"P","P","P","P","P","P","P","P","P","P","P","P","P","P","P","P","P","P","P","P","P","P",null,"P","P","P","P","P","P","P","P","P","P","P","P"]
["U207007","U207007 - DSF COMMUNICATIONS SYSTEMS","SUBSYSTEM","EA","No","STRUCTURAL, CIVIL, MECHANICAL, ELECTRICAL",300,"A","A+",null,"P","P","P","P","P","P","P","P","P","P","P","P","P","P","P","P","P","P","P","P","P","P",null,"P","P","P","P","P","P","P","P","P","P","P","P"]
["U207008","U207008 - DSF ATM. MONITORING SYSTEMS","SUBSYSTEM","EA","No","STRUCTURAL, CIVIL, MECHANICAL",300,"A","A+",null,"P","P","P","P","P","P","P","P","P","P","P","P","P","P","P","P","P","P","P","P","P","P",null,"P","P","P","P","P","P","P","P","P","P","P","P"]
["U207009","U207009 - DSF ATM. CONDITIONING SYSTEMS","SUBSYSTEM","EA","No","STRUCTURAL, CIVIL, MECHANICAL",300,"A","A+",null,"P","P","P","P","P","P","P","P","P","P","P","P","P","P","P","P","P","P","P","P","P","P",null,"P","P","P","P","P","P","P","P","P","P","P","P"]
["U207010","U207010 - DSF DIVERS MONITORING SYSTEMS","SUBSYSTEM","EA","No","STRUCTURAL, CIVIL, MECHANICAL",300,"A","A+",null,"P","P","P","P","P","P","P","P","P","P","P","P","P","P","P","P","P","P","P","P","P","P",null,"P","P","P","P","P","P","P","P","P","P","P","P"]
["U207011","U207011 - DSF LIGHTING SYSTEMS","SUBSYSTEM","EA","No","STRUCTURAL, CIVIL, MECHANICAL, ELECTRICAL",300,"A","A+",null,"P","P","P","P","P","P","P","P","P","P","P","P","P","P","P","P","P","P","P","P","P","P",null,"P","P","P","P","P","P","P","P","P","P","P","P"]
["U207012","U207012 - DSF ELECTRICAL SUPPORT SYSTEMS","SUBSYSTEM","EA","No","STRUCTURAL, CIVIL, MECHANICAL, ELECTRICAL",300,"A","A+",null,"P","P","P","P","P","P","P","P","P","P","P","P","P","P","P","P","P","P","P","P","P","P",null,"P","P","P","P","P","P","P","P","P","P","P","P"]
["U207013","U207013 - DSF SUPERVISORY CONTROL SYSTEMS","SUBSYSTEM","EA","No","STRUCTURAL, CIVIL, MECHANICAL, ELECTRICAL",300,"A","A+",null,"P","P","P","P","P","P","P","P","P","P","P","P","P","P","P","P","P","P","P","P","P","P",null,"P","P","P","P","P","P","P","P","P","P","P","P"]
["U207014","U207014 - DSF EMERGENCY BREATHING SYSTEMS","SUBSYSTEM","EA","No","STRUCTURAL, CIVIL, MECHANICAL, ELECTRICAL",300,"A","A+",null,"P","P","P","P","P","P","P","P","P","P","P","P","P","P","P","P","P","P","P","P","P","P",null,"P","P","P","P","P","P","P","P","P","P","P","P"]
["U2080","U2080 - HYPERBARIC & DIVING CHARGING SYSTEMS","SYSTEM","●","No","●","●","●","●","●"]
["U208001","U208001 - SCUBA CHARGING SYSTEMS","SUBSYSTEM","EA","No","STRUCTURAL, CIVIL, MECHANICAL, ELECTRICAL",300,"A","A+",null,"P","P","P","P","P","P","P","P","P","P","P","P","P","P","P","P","P","P","P","P","P","P",null,"P","P","P","P","P","P","P","P","P","P","P","P"]
["U208002","U208002 - MK25 CHARGING SYSTEMS","SUBSYSTEM","EA","No","STRUCTURAL, CIVIL, MECHANICAL, ELECTRICAL",300,"A","A+",null,"P","P","P","P","P","P","P","P","P","P","P","P","P","P","P","P","P","P","P","P","P","P",null,"P","P","P","P","P","P","P","P","P","P","P","P"]
["U208003","U208003 - MK16 CHARGING SYSTEMS","SUBSYSTEM","EA","No","STRUCTURAL, CIVIL, MECHANICAL, ELECTRICAL",300,"A","A+",null,"P","P","P","P","P","P","P","P","P","P","P","P","P","P","P","P","P","P","P","P","P","P",null,"P","P","P","P","P","P","P","P","P","P","P","P"]
["U208004","U208004 - SEEDS & HEEDS CHARGING SYSTEMS","SUBSYSTEM","EA","No","STRUCTURAL, CIVIL, MECHANICAL, ELECTRICAL",300,"A","A+",null,"P","P","P","P","P","P","P","P","P","P","P","P","P","P","P","P","P","P","P","P","P","P",null,"P","P","P","P","P","P","P","P","P","P","P","P"]
["U208005","U208005 - HABD CHARGING SYSTEMS","SUBSYSTEM","EA","No","STRUCTURAL, CIVIL, MECHANICAL, ELECTRICAL",300,"A","A+",null,"P","P","P","P","P","P","P","P","P","P","P","P","P","P","P","P","P","P","P","P","P","P",null,"P","P","P","P","P","P","P","P","P","P","P","P"]
["U208006","U208006 - HALO FLASK CHARGING SYSTEMS","SUBSYSTEM","EA","No","STRUCTURAL, CIVIL, MECHANICAL, ELECTRICAL",300,"A","A+",null,"P","P","P","P","P","P","P","P","P","P","P","P","P","P","P","P","P","P","P","P","P","P",null,"P","P","P","P","P","P","P","P","P","P","P","P"]
["U2090","U2090 - HYPERBARIC & DIVING UNMANNED CHAMBER","SYSTEM","●","No","●","●","●","●","●"]
["U209001","U209001 - HYPERBARIC & DIVING UNMANNED SYSTEM HULLS","SUBSYSTEM","SF","No","STRUCTURAL, CIVIL, MECHANICAL",300,"A","A+",null,"P","P","P","P","P","P","P","P","P","P","P","P","P","P","P","P","P","P","P","P","P","P",null,"P","P","P","P","P","P","P","P","P","P","P","P"]
["U209002","U209002 - HYPERBARIC & DIVING UNMANNED SYSTEMS CONTROL PIPING","SUBSYSTEM","LF","No","STRUCTURAL, CIVIL, MECHANICAL, ELECTRICAL",300,"A","A+",null,"P","P","P","P","P","P","P","P","P","P","P","P","P","P","P","P","P","P","P","P","P","P",null,"P","P","P","P","P","P","P","P","P","P","P","P"]
["U2099","U2099 - OTHER ASHORE HYPERBARIC & DIVING FACILITIES","SYSTEM","●","No","●","●","●","●","●"]
["V10","V10 - BRIDGE STRUCTURE","MASTERSYSTEM","●","No","●","●","●","●","●"]
["V1010","V1010 - SUBSTRUCTURE","SYSTEM","●","No","●","●","●","●","●"]
["V101001","V101001 - FOUNDATIONS","SUBSYSTEM","EA","No","CIVIL, STRUCTURAL",300,"A","A+",null,"P","P","P","P","P","P","P","P","P","P","P","P","P",null,null,null,"P","P","P","P","P","P",null,"P","P","P","P",null,"P",null,null,null,"P","P","P"]
["V101002","V101002 - PIERS","SUBSYSTEM","EA","No","CIVIL, STRUCTURAL",300,"A","A+",null,"P","P","P","P","P","P","P","P","P","P","P","P","P",null,null,null,"P","P","P","P","P","P",null,"P","P","P","P",null,"P",null,null,null,"P","P","P"]
["V101003","V101003 - ABUTMENTS","SUBSYSTEM","EA","No","CIVIL, STRUCTURAL",300,"A","A+",null,"P","P","P","P","P","P","P","P","P","P","P","P","P",null,null,null,"P","P","P","P","P","P",null,"P","P","P","P",null,"P",null,null,null,"P","P","P"]
["V1020","V1020 - SUPERSTRUCTURE","SYSTEM","●","No","●","●","●","●","●"]
["V102001","V102001 - RAILINGS","SUBSYSTEM","FT","No","CIVIL, STRUCTURAL",300,"A","A+",null,"P","P","P","P","P","P","P","P","P","P","P","P","P",null,null,null,"P","P","P","P","P","P",null,"P","P","P","P",null,"P",null,null,null,"P","P","P"]
["V102002","V102002 - DECKS","SUBSYSTEM","EA","No","CIVIL, STRUCTURAL",300,"A","A+",null,"P","P","P","P","P","P","P","P","P","P","P","P","P",null,null,null,"P","P","P","P","P","P",null,"P","P","P","P",null,"P",null,null,null,"P","P","P"]
["V102003","V102003 - BEAMS","SUBSYSTEM","FT","No","CIVIL, STRUCTURAL",300,"A","A+",null,"P","P","P","P","P","P","P","P","P","P","P","P","P",null,null,null,"P","P","P","P","P","P",null,"P","P","P","P",null,"P",null,null,null,"P","P","P"]
["V102004","V102004 - BEARINGS","SUBSYSTEM","EA","No","CIVIL, STRUCTURAL",300,"A","A+",null,"P","P","P","P","P","P","P","P","P","P","P","P","P",null,null,null,"P","P","P","P","P","P",null,"P","P","P","P",null,"P",null,null,null,"P","P","P"]
["V102005","V102005 - MOVABLE MECHANISM","SUBSYSTEM","EA","No","CIVIL, STRUCTURAL",300,"A","A+",null,"P","P","P","P","P","P","P","P","P","P","P","P","P",null,null,null,"P","P","P","P","P","P",null,"P","P","P","P",null,"P",null,null,null,"P","P","P"]
["V102006","V102006 - CULVERT","SUBSYSTEM","EA","No","CIVIL, STRUCTURAL",300,"A","A+",null,"P","P","P","P","P","P","P","P","P","P","P","P","P",null,null,null,"P","P","P","P","P","P",null,"P","P","P","P",null,"P",null,null,null,"P","P","P"]
["V1030","V1030 - APPROACH","SYSTEM","●","No","●","●","●","●","●"]
["V103001","V103001 - WINGWALLS","SUBSYSTEM","EA","No","STRUCTURAL",300,"A","A+",null,"P","P","P","P","P","P","P","P","P","P","P","P","P",null,null,null,"P","P","P","P","P","P",null,"P","P","P","P",null,"P",null,null,null,"P","P","P"]
["V103002","V103002 - RETAINING WALLS ","SUBSYSTEM","EA","No","STRUCTURAL",300,"A","A+",null,"P","P","P","P","P","P","P","P","P","P","P","P","P",null,null,null,"P","P","P","P","P","P",null,"P","P","P","P",null,"P",null,null,null,"P","P","P"]
["V103003","V103003 - APPROACH SLABS","SUBSYSTEM","EA","No","STRUCTURAL",300,"A","A+",null,"P","P","P","P","P","P","P","P","P","P","P","P","P",null,null,null,"P","P","P","P","P","P",null,"P","P","P","P",null,"P",null,null,null,"P","P","P"]
["V1040","V1040 - PROTECTION","SYSTEM","●","No","●","●","●","●","●"]
["V104001","V104001 - EXPANSION JOINTS","SUBSYSTEM","FT","No","CIVIL, STRUCTURAL",300,"A","A+",null,"P","P","P","P","P","P","P","P","P","P","P","P","P",null,null,null,"P","P","P","P","P","P",null,"P","P","P","P",null,"P",null,null,null,"P","P","P"]
["V104002","V104002 - WATERPROOFING","SUBSYSTEM","EA","No","CIVIL, STRUCTURAL",300,"A","A+",null,"P","P","P","P","P","P","P","P","P","P","P","P","P",null,null,null,"P","P","P","P","P","P",null,"P","P","P","P",null,"P",null,null,null,"P","P","P"]
["V104003","V104003 - TOPPING OR OVERLAY (DECK OVERLAY) ","SUBSYSTEM","EA","No","CIVIL, STRUCTURAL",300,"A","A+",null,"P","P","P","P","P","P","P","P","P","P","P","P","P",null,null,null,"P","P","P","P","P","P",null,"P","P","P","P",null,"P",null,null,null,"P","P","P"]
["V104004","V104004 - DRAINAGE","SUBSYSTEM","FT","No","CIVIL",300,"A","A+",null,"P","P","P","P","P","P","P","P","P","P","P","P","P",null,null,null,"P","P","P","P","P","P",null,"P","P","P","P",null,"P",null,null,null,"P","P","P"]
["V104005","V104005 - SLOPE WALLS","SUBSYSTEM","EA","No","STRUCTURAL",300,"A","A+",null,"P","P","P","P","P","P","P","P","P","P","P","P","P",null,null,null,"P","P","P","P","P","P",null,"P","P","P","P",null,"P",null,null,null,"P","P","P"]
["V104006","V104006 - APPROACH BARRIERS","SUBSYSTEM","EA","No","STRUCTURAL",300,"A","A+",null,"P","P","P","P","P","P","P","P","P","P","P","P","P",null,null,null,"P","P","P","P","P","P",null,"P","P","P","P",null,"P",null,null,null,"P","P","P"]
["V104007","V104007 - CORROSION CONTROL ","SUBSYSTEM","EA","No","CIVIL",300,"A","A+",null,"P","P","P","P","P","P","P","P","P","P","P","P","P",null,null,null,"P","P","P","P","P","P",null,"P","P","P","P",null,"P",null,null,null,"P","P","P"]
["V104008","V104008 - PIER PROTECTION BARRIERS ","SUBSYSTEM","EA","No","STRUCTURAL",300,"A","A+",null,"P","P","P","P","P","P","P","P","P","P","P","P","P",null,null,null,"P","P","P","P","P","P",null,"P","P","P","P",null,"P",null,null,null,"P","P","P"]
["V104009","V104009 - CHANNEL PROTECTION","SUBSYSTEM","EA","No","CIVIL, STRUCTURAL",300,"A","A+",null,"P","P","P","P","P","P","P","P","P","P","P","P","P",null,null,null,"P","P","P","P","P","P",null,"P","P","P","P",null,"P",null,null,null,"P","P","P"]
["V1050","V1050 - SERVICES","SYSTEM","●","No","●","●","●","●","●"]
["V105001","V105001 - SIGNALS","SUBSYSTEM","EA","No","CIVIL",300,"A","A+",null,"P","P","P","P","P","P","P","P","P","P","P","P","P","P","P","P","P","P","P","P","P","P",null,"P","P","P","P","P","P","P","P","P","P","P","P"]
["V105002","V105002 - SIGNAGE","SUBSYSTEM","EA","No","CIVIL",200,"B","B+",null,"P","P","P","P","P","P","P","P","P","P","P","P","P","P","P","P","P","P","P","P","P","P",null,"P","P","P","P","P","P","P","P","P","P","P","P"]
["V105003","V105003 - LIGHTING ","SUBSYSTEM","EA","No","ELECTRICAL, CIVIL",300,"A","A+",null,"P","P","P","P","P","P","P","P","P","P","P","P","P","P","P","P","P","P","P","P","P","P",null,"P","P","P","P","P","P","P","P","P","P","P","P"]
["V105004","V105004 - UTILITIES ","SUBSYSTEM","EA","No","CIVIL",300,"A","A+",null,"P","P","P","P","P","P","P","P","P","P","P","P","P","P","P","P","P","P","P","P","P","P",null,"P","P","P","P","P","P","P","P","P","P","P","P"]
["V105005","V105005 - GUARD TOWER ","SUBSYSTEM","EA","No","CIVIL",300,"A","A+",null,"P","P","P","P","P","P","P","P","P","P","P","P","P","P","P","P","P","P","P","P","P","P",null,"P","P","P","P","P","P","P","P","P","P","P","P"]
["V105006","V105006 - PAVEMENT MARKING ","SUBSYSTEM","FT","No","CIVIL",300,"A","A+",null,"P","P","P","P","P","P","P","P","P","P","P","P","P","P","P","P","P","P","P","P","P","P",null,"P","P","P","P","P","P","P","P","P","P","P","P"]
["V1060","V1060 - SITE WORK","SYSTEM","●","No","●","●","●","●","●"]
["V106001","V106001 - UTILITY RELOCATION","SUBSYSTEM","EA","No","CIVIL",300,"A","A+",null,"P","P","P","P","P","P","P","P","P","P","P","P","P",null,null,null,"P","P","P","P","P","P",null,"P","P","P","P",null,"P",null,null,null,"P","P","P"]
["V106002","V106002 - EXISTING STRUCTURES REMOVAL","SUBSYSTEM","EA","No","CIVIL",300,"A","A+",null,"P","P","P","P","P","P","P","P","P","P","P","P","P",null,null,null,"P","P","P","P","P","P",null,"P","P","P","P",null,"P",null,null,null,"P","P","P"]
["V106003","V106003 - EXCAVATION ","SUBSYSTEM","EA","No","CIVIL",300,"A","A+",null,"P","P","P","P","P","P","P","P","P","P","P","P","P",null,null,null,"P","P","P","P","P","P",null,"P","P","P","P",null,"P",null,null,null,"P","P","P"]
["V106004","V106004 - COFFERDAM ","SUBSYSTEM","EA","No","CIVIL",300,"A","A+",null,"P","P","P","P","P","P","P","P","P","P","P","P","P",null,null,null,"P","P","P","P","P","P",null,"P","P","P","P",null,"P",null,null,null,"P","P","P"]
["V106005","V106005 - EMBANKMENT ","SUBSYSTEM","EA","No","CIVIL",300,"A","A+",null,"P","P","P","P","P","P","P","P","P","P","P","P","P",null,null,null,"P","P","P","P","P","P",null,"P","P","P","P",null,"P",null,null,null,"P","P","P"]
["V106006","V106006 - TRAFFIC MAINTENANCE ","SUBSYSTEM","EA","No","CIVIL",300,"A","A+",null,"P","P","P","P","P","P","P","P","P","P","P","P","P",null,null,null,"P","P","P","P","P","P",null,"P","P","P","P",null,"P",null,null,null,"P","P","P"]
["V106007","V106007 - ENVIRONMENTAL MITIGATION ","SUBSYSTEM","EA","No","CIVIL",300,"A","A+",null,"P","P","P","P","P","P","P","P","P","P","P","P","P",null,null,null,"P","P","P","P","P","P",null,"P","P","P","P",null,"P",null,null,null,"P","P","P"]
["V106008","V106008 - DEMOLITION ","SUBSYSTEM","EA","No","CIVIL",300,"A","A+",null,"P","P","P","P","P","P","P","P","P","P","P","P","P",null,null,null,"P","P","P","P","P","P",null,"P","P","P","P",null,"P",null,null,null,"P","P","P"]
["V1099","V1099 - OTHER BRIDGE STRUCTURE","SYSTEM","●","No","●","●","●","●","●"]
["W10","W10 - CATHODIC PROTECTION SYSTEM","MASTERSYSTEM","●","No","●","●","●","●","●"]
["W1010","W1010 - IMPRESSED CURRENT CP","SYSTEM","●","No","●","●","●","●","●"]
["W101010","W101010 - RECTIFIERS","SUBSYSTEM","EA","No","ELECTRICAL",200,"A","A+",null,"P","P","P","P","P","P","P","P","P","P","P","P","P","P","P","P","P","P","P","P","P","P",null,"P","P","P","P","P","P","P","P","P","P","P","P"]
["W101020","W101020 - ANODES","SUBSYSTEM","EA","No","ELECTRICAL",200,"A","A+",null,"P","P","P","P","P","P","P","P","P","P","P","P","P","P","P","P","P","P","P","P","P","P",null,"P","P","P","P","P","P","P","P","P","P","P","P"]
["W101030","W101030 - TEST STATIONS/BOXES","SUBSYSTEM","EA","No","ELECTRICAL",200,"A","A+",null,"P","P","P","P","P","P","P","P","P","P","P","P","P","P","P","P","P","P","P","P","P","P",null,"P","P","P","P","P","P","P","P","P","P","P","P"]
["W101040","W101040 - DIELECTRIC INSULATING COUPLINGS ","SUBSYSTEM","EA","No","ELECTRICAL",200,"A","A+",null,"P","P","P","P","P","P","P","P","P","P","P","P","P","P","P","P","P","P","P","P","P","P",null,"P","P","P","P","P","P","P","P","P","P","P","P"]
["W1020","W1020 - GALVANIC CP","SYSTEM","●","No","●","●","●","●","●"]
["W102010","W102010 - ANODES","SUBSYSTEM","EA","No","ELECTRICAL",200,"A","A+",null,"P","P","P","P","P","P","P","P","P","P","P","P","P","P","P","P","P","P","P","P","P","P",null,"P","P","P","P","P","P","P","P","P","P","P","P"]
["W102020","W102020 - TEST STATIONS/BOXES ","SUBSYSTEM","EA","No","ELECTRICAL",200,"A","A+",null,"P","P","P","P","P","P","P","P","P","P","P","P","P","P","P","P","P","P","P","P","P","P",null,"P","P","P","P","P","P","P","P","P","P","P","P"]
["W102030","W102030 - DIELECTRIC INSULATING COUPLINGS","SUBSYSTEM","EA","No","ELECTRICAL",200,"A","A+",null,"P","P","P","P","P","P","P","P","P","P","P","P","P","P","P","P","P","P","P","P","P","P",null,"P","P","P","P","P","P","P","P","P","P","P","P"]
["W1099","W1099 - OTHER CATHODIC PROTECTION SYSTEM","SYSTEM","●","No","●","●","●","●","●"]

{"sheet":"Required Facility Asset Fields ","index":2,"n_rows":37,"n_cols":4,"rows_kept":37,"cut":false,"hidden":false,"merged":[[0,0,0,3]]}
["REQUIRED FACILITY ASSET FIELDS  - *KTR/DOR is not required to populate GOVT responsible asset fields. Government required fields are HIDDEN on Sample and Facility Data File Tabs."]
["Position","Name","Responsible Party","Explanation"]
[1,"AssetNum","KTR","Asset identification based on local nomenclature standards/processes to uniquely identify assets or equipment (e.g. FAN001, AHU003) KTR should confer with GVT when listing facility components and equipment"]
[2,"Change Date","*GVT","Provided by GVT. Not required by KTR"]
[3,"Description","KTR","Primary Asset Name (100 Character Limit)"]
[4,"Long Description","KTR","Additional Relevant Information (e.g. size, capacity, limits, etc…) (1000 Character Limit)"]
[5,"MASTERSYSTEM","DOR","Reference values from Model & Facility Data Matrix tab (MASTERSYSTEM)"]
[6,"SYSTEM","DOR","Reference values from Model & Facility Data Matrix tab (SYSTEM)"]
[7,"SUBSYSTEM","DOR","Reference values from Model & Facility Data Matrix tab (SUBSYSTEM)"]
[8,"Building Number ","*GVT","Current Building # in MAXIMO for renovation work.  Will be provided by GVT for new construction. Not required by KTR"]
[9,"Site ID","*GVT","Provided by GVT. Not required by KTR"]
[10,"Work Center","*GVT","Provided by GVT. Not required by KTR"]
[11,"Asset Type","*GVT","Provided by GVT. Not required by KTR"]
[12,"Asset Quantity","KTR","Quantity in correct unit of measure as defined in UOM field of the Model & Facility Data Matrix"]
[13,"Inventory Category","*GVT","Provided by GVT. Not required by KTR"]
[14,"Purchase Price","KTR","Material Cost. No commas or dollar $ (e.g. 25000)"]
[15,"Budgeted Cost","*GVT","Provided by GVT. Not required by KTR"]
[16,"Replacement Cost","KTR","Installed cost (material and labor) No commas or dollar $ (e.g. 25000)"]
[17,"Meter Group","*GVT","Provided by GVT. Not required by KTR"]
[18,"Belongs To (Parent)","*GVT","Provided by GVT. Not required by KTR"]
[19,"Contract Number","*GVT","Provided by GVT. Not required by KTR"]
[20,"Task/Delivery Order Number","*GVT","Provided by GVT. Not required by KTR"]
[21,"Drawing Reference ID","KTR","Drawing number from Final Drawing submittal where asset is located (e.g. M-1)"]
[22,"Warranty Expiration Date","KTR","MM/DD/YYYY"]
[23,"Status Date",null,"LEAVE BLANK"]
[24,"Installation Date","KTR","MM/DD/YYYY"]
[25,"Asset Status","*GVT","Provided by GVT. \"Operating\" if New Asset or \"Decommissioned or DEA\" for removed equipment"]
[26,"CLASSTRUCTUREID","*GVT","Provided by GVT. Not required by KTR"]
[27,"Job Plan Code","*GVT","Provided by GVT. Not required by KTR"]
[28,"Equipment Tag Number","KTR","Specific Equipment tag number of installed equipment (25 Character limit)"]
[29,"Additional Location Information","KTR","Room number for installed equipment/asset. (250 Character limit)"]
[30,"Manufacturer","KTR","Manufacturer name of installed equipment"]
[31,"Model","KTR","Model number of installed equipment (25 Character limit)"]
[32,"Serial #","KTR","Serial number of installed equipment (25 Character limit)"]
[33,"Asset Comment"," *GVT","Additional Relevant Information (100 Character Limit)"]
[34,"PM Plan","*GVT","Provided by GVT. Not required by KTR"]
[35,"PM Program","*GVT","Provided by GVT. Not required by KTR"]

{"sheet":"Sample Facility Data File","index":3,"n_rows":275,"n_cols":35,"rows_kept":275,"cut":false,"hidden":false,"merged":[]}
["SAMPLE KTR FACILITY DATA FILE"]
["Each facility component or piece of equipment will be a new row.  Refer to Model & Facility Data  Matrix tab for guidance on which fields are applicable to specific components & equipment. "]
["Government required fields have been hidden"]
[1,2,3,4,5,6,7,8,9,10,11,12,13,14,15,16,17,18,19,20,21,22,23,24,25,26,27,28,29,30,31,32,33,34,35]
["AssetNum","Change Date","Description","Long Description","MASTERSYSTEM","SYSTEM","SUBSYSTEM","Building Number","Site ID","Work Center","Asset Type","Asset Quantity","Inventory Category","Purchase Price","Budgeted Cost","Replacement Cost","Meter Group","Belongs To (Parent)","Contract Number","Task/Delivery Order Number","Drawing Reference ID","Warranty Expiration Date","Status Date","Installation Date","Asset Status","CLASSTRUCTUREID","Job Plan Code","Equipment Tag Number","Additional Location Information","Manufacturer","Model","Serial #","Asset Comment","PM Plan","PM Program"]
[{"$f":"'Required Facility Asset Fields '!D3","v":"Asset identification based on local nomenclature standards/processes to uniquely identify assets or equipment (e.g. FAN001, AHU003) KTR should confer with GVT when listing facility components and equipment"},{"$f":"'Required Facility Asset Fields '!D4","v":"Provided by GVT. Not required by KTR"},{"$f":"'Required Facility Asset Fields '!D5","v":"Primary Asset Name (100 Character Limit)"},{"$f":"'Required Facility Asset Fields '!D6","v":"Additional Relevant Information (e.g. size, capacity, limits, etc…) (1000 Character Limit)"},{"$f":"'Required Facility Asset Fields '!D7","v":"Reference values from Model & Facility Data Matrix tab (MASTERSYSTEM)"},{"$f":"'Required Facility Asset Fields '!D8","v":"Reference values from Model & Facility Data Matrix tab (SYSTEM)"},{"$f":"'Required Facility Asset Fields '!D9","v":"Reference values from Model & Facility Data Matrix tab (SUBSYSTEM)"},{"$f":"'Required Facility Asset Fields '!D10","v":"Current Building # in MAXIMO for renovation work.  Will be provided by GVT for new construction. Not required by KTR"},{"$f":"'Required Facility Asset Fields '!D11","v":"Provided by GVT. Not required by KTR"},{"$f":"'Required Facility Asset Fields '!D12","v":"Provided by GVT. Not required by KTR"},{"$f":"'Required Facility Asset Fields '!D13","v":"Provided by GVT. Not required by KTR"},{"$f":"'Required Facility Asset Fields '!D14","v":"Quantity in correct unit of measure as defined in UOM field of the Model & Facility Data Matrix"},{"$f":"'Required Facility Asset Fields '!D15","v":"Provided by GVT. Not required by KTR"},{"$f":"'Required Facility Asset Fields '!D16","v":"Material Cost. No commas or dollar $ (e.g. 25000)"},{"$f":"'Required Facility Asset Fields '!D17","v":"Provided by GVT. Not required by KTR"},{"$f":"'Required Facility Asset Fields '!D18","v":"Installed cost (material and labor) No commas or dollar $ (e.g. 25000)"},{"$f":"'Required Facility Asset Fields '!D19","v":"Provided by GVT. Not required by KTR"},{"$f":"'Required Facility Asset Fields '!D20","v":"Provided by GVT. Not required by KTR"},{"$f":"'Required Facility Asset Fields '!D21","v":"Provided by GVT. Not required by KTR"},{"$f":"'Required Facility Asset Fields '!D22","v":"Provided by GVT. Not required by KTR"},{"$f":"'Required Facility Asset Fields '!D23","v":"Drawing number from Final Drawing submittal where asset is located (e.g. M-1)"},{"$f":"'Required Facility Asset Fields '!D24","v":"MM/DD/YYYY"},{"$f":"'Required Facility Asset Fields '!D25","v":"LEAVE BLANK"},{"$f":"'Required Facility Asset Fields '!D26","v":"MM/DD/YYYY"},{"$f":"'Required Facility Asset Fields '!D27","v":"Provided by GVT. \"Operating\" if New Asset or \"Decommissioned or DEA\" for removed equipment"},{"$f":"'Required Facility Asset Fields '!D28","v":"Provided by GVT. Not required by KTR"},{"$f":"'Required Facility Asset Fields '!D29","v":"Provided by GVT. Not required by KTR"},{"$f":"'Required Facility Asset Fields '!D30","v":"Specific Equipment tag number of installed equipment (25 Character limit)"},{"$f":"'Required Facility Asset Fields '!D31","v":"Room number for installed equipment/asset. (250 Character limit)"},{"$f":"'Required Facility Asset Fields '!D32","v":"Manufacturer name of installed equipment"},{"$f":"'Required Facility Asset Fields '!D33","v":"Model number of installed equipment (25 Character limit)"},{"$f":"'Required Facility Asset Fields '!D34","v":"Serial number of installed equipment (25 Character limit)"},{"$f":"'Required Facility Asset Fields '!D35","v":"Additional Relevant Information (100 Character Limit)"},{"$f":"'Required Facility Asset Fields '!D36","v":"Provided by GVT. Not required by KTR"},{"$f":"'Required Facility Asset Fields '!D37","v":"Provided by GVT. Not required by KTR"}]
["Cell Format Note\nTEXT","Cell Format Note\nMM/DD/YYYY","Cell Format Note\nTEXT","Cell Format Note\nTEXT","Cell Format Note\nTEXT","Cell Format Note\nTEXT","Cell Format Note\nTEXT","Cell Format Note\nTEXT","Cell Format Note\nTEXT","Cell Format Note\nTEXT","Cell Format Note\nNUMBER","Cell Format Note\nTEXT","Cell Format Note\nTEXT","Cell Format Note\nNUMBER","Cell Format Note\nNUMBER","Cell Format Note\nNUMBER","Cell Format Note\nTEXT","Cell Format Note\nTEXT","Cell Format Note\nNUMBER","Cell Format Note\nTEXT","Cell Format Note\nTEXT","Cell Format Note\nMM/DD/YYYY","Cell Format Note\nMM/DD/YYYY","Cell Format Note\nMM/DD/YYYY","Cell Format Note\nTEXT","Cell Format Note\nTEXT","Cell Format Note\nTEXT","Cell Format Note\nTEXT","Cell Format Note\nTEXT","Cell Format Note\nTEXT","Cell Format Note\nTEXT","Cell Format Note\nTEXT","Cell Format Note\nTEXT","Cell Format Note\nTEXT","Cell Format Note\nTEXT"]
["KTR Required: YES","KTR Required: NO","KTR Required: YES","KTR Required: YES","KTR Required: YES","KTR Required: YES","KTR Required: YES",null,null,null,null,"KTR Required: YES",null,"KTR Required: YES","KTR Required: NO","KTR Required: YES","KTR Required: NO","KTR Required: NO","KTR Required: NO","KTR Required: NO","KTR Required: YES","KTR Required: YES","KTR Required: NO","KTR Required: YES","KTR Required: NO","KTR Required: NO","KTR Required: NO","KTR Required: YES","KTR Required: YES","KTR Required: YES","KTR Required: YES","KTR Required: YES","KTR Required: NO","KTR Required: NO","KTR Required: NO"]
["BA2201638",null,"FOUNDATIONS, WALL FOOTINGS","","A10 - FOUNDATIONS","A1010 - STANDARD FOUNDATIONS","A1010110 - STRIP FOOTINGS","WHIDBE-1234",10901,"NSBOSC","FACILITIES",552,"BOTH",123456,null,28704,null,null,"N44255-17-Z-1234","T/O 5678901234","S-1","2017-07-11",null,"2016-07-11","OPERATING"]
["BA2201640",null,"FOUNDATIONS, STRUCTURAL SLAB ON GRADE","","A10 - FOUNDATIONS","A1030 - SLAB ON GRADE","A1030120 - PLAIN/REINFORCED","WHIDBE-1235",10901,"NSBOSC","FACILITIES",17588,"BOTH",789456,null,105528,null,null,"N44255-17-Z-1234","T/O 5678901234","S-1","2017-07-11",null,"2016-07-11","OPERATING"]
["BA2201641",null,"BASEMENT WALL CONSTRUCTION","","A20 - BASEMENT CONSTRUCTION","A2020 - BASEMENT WALLS","A2020110 - CIP CONCRETE","WHIDBE-1236",10901,"NSBOSC","FACILITIES",764,"BOTH",13245,null,48132,null,null,"N44255-17-Z-1234","T/O 5678901234","S-1","2017-07-11",null,"2016-07-11","OPERATING"]
["BA2201642",null,"FLOOR CONSTRUCTION, CONCRETE SLAB, PLANK OR PANEL","","B10 - SUPERSTRUCTURE","B1010 - FLOOR CONSTRUCTION","B1010220 - CIP CONCRETE BEAM AND SLAB","WHIDBE-1237",10901,"NSBOSC","FACILITIES",66312,"BOTH",20000,null,1193616,null,null,"N44255-17-Z-1234","T/O 5678901234","S-1","2017-07-11",null,"2016-07-11","OPERATING"]
["BA2201644",null,"WOOD STRUCTURAL FRAME","","B10 - SUPERSTRUCTURE","B1020 - ROOF CONSTRUCTION","B1020102 - WOOD DECK AND RAFTER","WHIDBE-1238",10901,"NSBOSC","FACILITIES",17588,"BOTH",30000,null,471491.98,null,null,"N44255-17-Z-1234","T/O 5678901234",null,"2017-07-11",null,"2016-07-11","OPERATING"]
["BA2201645",null,"STEEL STRUCTURAL FRAME","","B10 - SUPERSTRUCTURE","B1020 - ROOF CONSTRUCTION","B1020108 - STEEL DECK, BEAMS AND BAR JOIST","WHIDBE-1239",10901,"NSBOSC","FACILITIES",17588,"BOTH",40000,null,257079.25,null,null,"N44255-17-Z-1234","T/O 5678901234",null,"2017-07-11",null,"2016-07-11","OPERATING"]
["BA2201643",null,"ROOF CONSTRUCTION, CONCRETE STRUCTURAL FRAME","","B10 - SUPERSTRUCTURE","B1020 - ROOF CONSTRUCTION","B1020122 - CIP CONCRETE ROOF CONSTRUCTION","WHIDBE-1240",10901,"NSBOSC","FACILITIES",17588,"CIMU",50000,null,140704,null,null,"N44255-17-Z-1234","T/O 5678901234",null,"2017-07-11",null,"2016-07-11","OPERATING"]
["BA2201646",null,"EXTERIOR WALLS, BRICK","","B20 - EXTERIOR ENCLOSURE","B2010 - EXTERIOR WALLS","B2010125 - SOLID BRICK - SINGLE WYTHE","WHIDBE-1241",10901,"NSBOSC","FACILITIES",567,"CIMU",600000,null,14175,null,null,"N44255-17-Z-1234","T/O 5678901234",null,"2017-07-11",null,"2016-07-11","OPERATING"]
["BA2201648",null,"EXTERIOR WALLS, VINYL SIDING","","B20 - EXTERIOR ENCLOSURE","B2010 - EXTERIOR WALLS","B2010148 - WOOD CLADDING W/STUD BACKUP","WHIDBE-1242",10901,"NSBOSC","FACILITIES",3486,"CIMU",8000,null,49776.45,null,null,"N44255-17-Z-1234","T/O 5678901234",null,"2017-07-11",null,"2016-07-11","OPERATING"]
["BA2201647",null,"EXTERIOR WALLS, STUCCO","","B20 - EXTERIOR ENCLOSURE","B2010 - EXTERIOR WALLS","B2010151 - STUCCO WALL","WHIDBE-1243",10901,"NSBOSC","FACILITIES",20178,"CIMU",1578321,null,322848,null,null,"N44255-17-Z-1234","T/O 5678901234",null,"2017-07-11",null,"2016-07-11","OPERATING"]
["BA2201651",null,"EXTERIOR WINDOWS (BA2201596)","","B20 - EXTERIOR ENCLOSURE","B2020 - EXTERIOR GLAZED OPENINGS","B2020102 - WOOD WINDOWS","WHIDBE-1244",10901,"NSBOSC","FACILITIES",875,"CIMU",156421,null,1890436.37,null,null,"N44255-17-Z-1234","T/O 5678901234",null,"2017-07-11",null,"2016-07-11","OPERATING"]
["WNY212-01",null,"EXTERIOR WINDOWS, ALUMINUM","","B20 - EXTERIOR ENCLOSURE","B2020 - EXTERIOR GLAZED OPENINGS","B2020106 - ALUMINUM WINDOWS","WHIDBE-1245",10901,"NSBOSC","FACILITIES",395,"CIMU",122432,null,454250,null,null,"N44255-17-Z-1234","T/O 5678901234",null,"2017-07-11",null,"2016-07-11","OPERATING"]
["BA2201653",null,"DOORS, EXTERIOR METAL DOORS","","B20 - EXTERIOR ENCLOSURE","B2030 - EXTERIOR DOORS","B2030220 - STEEL DOORS","WHIDBE-1246",10901,"NSBOSC","FACILITIES",4,"BOTH",116645,null,6000,null,null,"N44255-17-Z-1234","T/O 5678901234",null,"2017-07-11",null,"2016-07-11","OPERATING"]
["BA2201654",null,"ROOF, BUILT UP","","B30 - ROOFING","B3010 - ROOF COVERING","B3010105 - BUILT-UP","WHIDBE-1247",10901,"NSBOSC","FACILITIES",16805,"CIMU",11354,null,168050,null,null,"N44255-17-Z-1234","T/O 5678901234",null,"2017-07-11",null,"2016-07-11","OPERATING"]
["BA2201657",null,"INTERIOR PARTITIONS - CMU WALLS","","C10 - INTERIOR CONSTRUCTION","C1010 - PARTITIONS","C1010102 - CONCRETE BLOCK","WHIDBE-1248",10901,"NSBOSC","FACILITIES",5376,"CIMU",15768,null,69888,null,null,"N44255-17-Z-1234","T/O 5678901234",null,"2017-07-11",null,"2016-07-11","OPERATING"]
["BA2201655",null,"INTERIOR PARTITIONS - FRAMED WALLS","","C10 - INTERIOR CONSTRUCTION","C1010 - PARTITIONS","C1010126 - DRYWALL W/STUD FRAMING","WHIDBE-1249",10901,"NSBOSC","FACILITIES",52656,"CIMU",98713,null,315936,null,null,"N44255-17-Z-1234","T/O 5678901234",null,"2017-07-11",null,"2016-07-11","OPERATING"]
["BA2201660",null,"DOORS, INTERIOR METAL","","C10 - INTERIOR CONSTRUCTION","C1020 - INTERIOR DOORS","C1020114 - METAL DOOR","WHIDBE-1250",10901,"NSBOSC","FACILITIES",59,"BOTH",1321651,null,15367.68,null,null,"N44255-17-Z-1234","T/O 5678901234",null,"2017-07-11",null,"2016-07-11","OPERATING"]
["BA2201659",null,"DOORS, INTERIOR WOOD","","C10 - INTERIOR CONSTRUCTION","C1020 - INTERIOR DOORS","C1020120 - WOOD DOOR/WOOD FRAME","WHIDBE-1251",10901,"NSBOSC","FACILITIES",105,"BOTH",13243.46,null,81574.31,null,null,"N44255-17-Z-1234","T/O 5678901234",null,"2017-07-11",null,"2016-07-11","OPERATING"]
["BA2201661",null,"DOORS, INTERIOR GLAZED","","C10 - INTERIOR CONSTRUCTION","C1020 - INTERIOR DOORS","C1020120 - WOOD DOOR/WOOD FRAME","WHIDBE-1252",10901,"NSBOSC","FACILITIES",4,"BOTH",24087,null,8141.34,null,null,"N44255-17-Z-1234","T/O 5678901234",null,"2017-07-11",null,"2016-07-11","OPERATING"]
["WNY212-02",null,"WALL FINISHES, WALL COVERINGS","","C30 - INTERIOR FINISHES","C3010 - WALL FINISHES","C3010230 - WALL COVERING","WHIDBE-1253",10901,"NSBOSC","FACILITIES",4751,"CIMU",59542.5,null,23755,null,null,"N44255-17-Z-1234","T/O 5678901234",null,"2017-07-11",null,"2016-07-11","OPERATING"]
["WNY212-03",null,"WALL FINISHES, TILE","","C30 - INTERIOR FINISHES","C3010 - WALL FINISHES","C3010380 - WALL TILE","WHIDBE-1254",10901,"NSBOSC","FACILITIES",4953,"CIMU",9975,null,59436,null,null,"N44255-17-Z-1234","T/O 5678901234",null,"2017-07-11",null,"2016-07-11","OPERATING"]
["BA2201667",null,"FLOORING, CARPET","","C30 - INTERIOR FINISHES","C3020 - FLOORING","C3020901 - CARPET","WHIDBE-1255",10901,"NSBOSC","FACILITIES",66960,"CIMU",18240,null,334800,null,null,"N44255-17-Z-1234","T/O 5678901234",null,"2017-07-11",null,"2016-07-11","OPERATING"]
["BA2201666",null,"FLOORING, RESILIENT","","C30 - INTERIOR FINISHES","C3020 - FLOORING","C3020903 - COMPOSITION SHEET","WHIDBE-1256",10901,"NSBOSC","FACILITIES",1390,"CIMU",33378.75,null,4170,null,null,"N44255-17-Z-1234","T/O 5678901234",null,"2017-07-11",null,"2016-07-11","OPERATING"]
["BA2201665",null,"FLOORING, TILE","","C30 - INTERIOR FINISHES","C3020 - FLOORING","C3020910 - PORCELAIN TILE","WHIDBE-1257",10901,"NSBOSC","FACILITIES",2637,"CIMU",12554.25,null,23733,null,null,"N44255-17-Z-1234","T/O 5678901234",null,"2017-07-11",null,"2016-07-11","OPERATING"]
["BA2201668",null,"CEILING, DRYWALL / GYPSUM BOARD","","C30 - INTERIOR FINISHES","C3030 - CEILING FINISHES","C3030110 - DRYWALL","WHIDBE-1258",10901,"NSBOSC","FACILITIES",2700,"CIMU",9456.75,null,13500,null,null,"N44255-17-Z-1234","T/O 5678901234",null,"2017-07-11",null,"2016-07-11","OPERATING"]
["BA2201669",null,"CEILING, TILE","","C30 - INTERIOR FINISHES","C3030 - CEILING FINISHES","C3030210 - ACOUSTICAL","WHIDBE-1259",10901,"NSBOSC","FACILITIES",52201,"CIMU",55820.25,null,313206,null,null,"N44255-17-Z-1234","T/O 5678901234",null,"2017-07-11",null,"2016-07-11","OPERATING"]
["BAN000003999",null,"PASSENGER ELEVATORS","","D10 - CONVEYING","D1010 - ELEVATORS AND LIFTS","D1010110 - HYDRAULIC ELEVATORS","WHIDBE-1260",10901,"NSBOSC","FACILITIES",1,"BOTH",2016,null,86362.49,null,null,"N44255-17-Z-1234","T/O 5678901234",null,"2017-07-11",null,"2016-07-11","OPERATING",null,null,null,null,"KRUPPS",null,"12349SAFA132"]
["BAN000003999",null,"PASSENGER ELEVATORS","","D10 - CONVEYING","D1010 - ELEVATORS AND LIFTS","D1010110 - HYDRAULIC ELEVATORS","WHIDBE-1261",10901,"NSBOSC","FACILITIES",1,"BOTH",156960,null,86362.49,null,null,"N44255-17-Z-1234","T/O 5678901234",null,"2017-07-11",null,"2016-07-11","OPERATING",null,null,null,null,"KRUPPS",null,"13254FSEG651"]
["BANC000020052",null,"PASSENGER ELEVATORS","TENSION GEARED","D10 - CONVEYING","D1010 - ELEVATORS AND LIFTS","D1010110 - HYDRAULIC ELEVATORS","WHIDBE-1262",10901,"NSBOSC","FACILITIES",1,"BOTH",5032.5,null,140000,null,null,"N44255-17-Z-1234","T/O 5678901234",null,"2017-07-11",null,"2016-07-11","OPERATING",null,null,null,null,"KRUPPS",null,"564324RGS471"]
["CONV001W212",null,"CONVERTER","","D30 - HVAC","D3020 - HEAT GENERATING SYSTEMS","D3020999 - OTHER","WHIDBE-1263",10901,"NSBOSC","FACILITIES",1,"RPIE",153300,null,2345,null,null,"N44255-17-Z-1234","T/O 5678901234",null,"2017-07-11",null,"2016-07-11","OPERATING",null,null,null,null,null,"SU-127-2"]
["CONV002W212",null,"Cooling Generating Systems,Condenser, DX, Air Cooled,Direct Drive, 5 ton, R-22","","D30 - HVAC","D3020 - HEAT GENERATING SYSTEMS","D3020999 - OTHER","WHIDBE-1264",10901,"NSBOSC","FACILITIES",1,"RPIE",415800,null,1875,null,null,"N44255-17-Z-1234","T/O 5678901234",null,"2017-07-11",null,"2016-07-11","OPERATING",null,null,null,null,null,"S8842A","25281"]
["CHIL004W212",null,"CHILLER, RECIP AIR COOLED - ROOF","","D30 - HVAC","D3030 - COOLING GENERATING SYSTEMS","D3030135 - CHILLER, RECIP, AIR COOLED","WHIDBE-1265",10901,"NSBOSC","FACILITIES",1,"CIMU",123456,null,53000,null,null,"N44255-17-Z-1234","T/O 5678901234",null,"2017-07-11",null,"2016-07-11","OPERATING",null,null,null,null,"TRANE","30GXR249A540KA","1902F52592"]
["COND003W212",null,"CONDENSER, DX, AIR COOLED","","D30 - HVAC","D3030 - COOLING GENERATING SYSTEMS","D3030901 - CONDENSER, DX, AIR COOLED","WHIDBE-1266",10901,"NSBOSC","FACILITIES",1,"BOTH",748913,null,8268.75,null,null,"N44255-17-Z-1234","T/O 5678901234",null,"2017-07-11",null,"2016-07-11","OPERATING",null,null,null,null,"TRANE","PFG10","T04E00710"]
["XXXX-0001",null,"NORTH ADMIN ADDITION FOUNDATION",null,"A10 - FOUNDATIONS","A1020 - SPECIAL FOUNDATIONS","A1020210 - GRADE BEAMS","WHIDBE-1234",10901,"NSBOSC","FACILITIES",336,"BOTH",43626.239999999998,null,58168.32,null,null,"N44255-17-Z-1234","T/O 5678901234",null,"2017-07-11",null,"2016-07-11","OPERATING"]
["XXXX-0002",null,"NORTH ADMIN ADDITION FLOORING",null,"A10 - FOUNDATIONS","A1030 - SLAB ON GRADE","A1030120 - PLAIN/REINFORCED","WHIDBE-1234",10901,"NSBOSC","FACILITIES",4371,"BOTH",41240.385000000002,null,54987.18,null,null,"N44255-17-Z-1234","T/O 5678901234",null,"2017-07-11",null,"2016-07-11","OPERATING"]
["XXXX-0003",null,"SOUTH HANGAR BAY FLOORING",null,"A10 - FOUNDATIONS","A1030 - SLAB ON GRADE","A1030120 - PLAIN/REINFORCED","WHIDBE-1234",10901,"NSBOSC","FACILITIES",19240,"BOTH",181529.40000000002,null,242039.2,null,null,"N44255-17-Z-1234","T/O 5678901234",null,"2017-07-11",null,"2016-07-11","OPERATING"]
["XXXX-0004",null,"TILT UP PANELS",null,"B20 - EXTERIOR ENCLOSURE","B2010 - EXTERIOR WALLS","B2010106 - PRECAST CONCRETE PANEL (TILT UP)","WHIDBE-1234",10901,"NSBOSC","FACILITIES",200000,"BOTH",1551000,null,2068000,null,null,"N44255-17-Z-1234","T/O 5678901234",null,"2017-07-11",null,"2016-07-11","OPERATING"]
["XXXX-0005",null,"CMU BLOCKS",null,"B20 - EXTERIOR ENCLOSURE","B2010 - EXTERIOR WALLS","B2010109 - CONCRETE BLOCK","WHIDBE-1234",10901,"NSBOSC","FACILITIES",287000,"BOTH",3338527.5,null,4451370,null,null,"N44255-17-Z-1234","T/O 5678901234",null,"2017-07-11",null,"2016-07-11","OPERATING"]
["XXXX-0006",null,"PREFINISHED METAL WALL PANELS",null,"B20 - EXTERIOR ENCLOSURE","B2010 - EXTERIOR WALLS","B2010146 - METAL SIDING PANEL","WHIDBE-1234",10901,"NSBOSC","FACILITIES",9700,"BOTH",103014,null,137352,null,null,"N44255-17-Z-1234","T/O 5678901234",null,"2017-07-11",null,"2016-07-11","OPERATING"]
["XXXX-0007",null,"INSULATED TRANSLUCENT FIBERGLASS SANDWICH PANEL ASSEMBLY",null,"B20 - EXTERIOR ENCLOSURE","B2010 - EXTERIOR WALLS","B2010152 - E.I.F.S.","WHIDBE-1234",10901,"NSBOSC","FACILITIES",509,"BOTH",12528.75,null,16705,null,null,"N44255-17-Z-1234","T/O 5678901234",null,"2017-07-11",null,"2016-07-11","OPERATING"]
["XXXX-0008",null,"EXTERIOR WINDOWS",null,"B20 - EXTERIOR ENCLOSURE","B2020 - EXTERIOR GLAZED OPENINGS","B2020104 - STEEL WINDOWS","WHIDBE-1234",10901,"NSBOSC","FACILITIES",27,"BOTH",74995.5,null,99994,null,null,"N44255-17-Z-1234","T/O 5678901234",null,"2017-07-11",null,"2016-07-11","OPERATING"]
["XXXX-0009",null,"BLAST RESISTANT WINDOWS",null,"B20 - EXTERIOR ENCLOSURE","B2020 - EXTERIOR GLAZED OPENINGS","B2020999 - OTHER","WHIDBE-1234",10901,"NSBOSC","FACILITIES",62,"BOTH",24087,null,32116,null,null,"N44255-17-Z-1234","T/O 5678901234",null,"2017-07-11",null,"2016-07-11","OPERATING"]
["XXXX-0010",null,"EXTERIOR DOORS",null,"B20 - EXTERIOR ENCLOSURE","B2030 - EXTERIOR DOORS","B2030220 - STEEL DOORS","WHIDBE-1234",10901,"NSBOSC","FACILITIES",17,"BOTH",59542.5,null,79390,null,null,"N44255-17-Z-1234","T/O 5678901234",null,"2017-07-11",null,"2016-07-11","OPERATING"]
["XXXX-OHCD1",null,"EXTERIOR OVERHEAD COILING DOOR","ROOM 104B, 10'-0\" X 10'-0\"(Exterior)","B20 - EXTERIOR ENCLOSURE","B2030 - EXTERIOR DOORS","B2030410 - OVERHEAD DOORS","WHIDBE-1234",10901,"NSBOSC","FACILITIES",1,"BOTH",9975,null,13300,null,null,"N44255-17-Z-1234","T/O 5678901234",null,"2017-07-11",null,"2016-07-11","OPERATING",null,null,null,"104B"]
["XXXX-0011",null,"ROOF DECK COVERBOARD",null,"B30 - ROOFING","B3010 - ROOF COVERING","B3010105 - BUILT-UP","WHIDBE-1234",10901,"NSBOSC","FACILITIES",21500,"BOTH",18240,null,24320,null,null,"N44255-17-Z-1234","T/O 5678901234",null,"2017-07-11",null,"2016-07-11","OPERATING",null,null,null,"N/A","FIRESTONE BUILDING PROD.CO.","GP Dens Prime"]
["XXXX-0012",null,"ROOF MEMBRANE",null,"B30 - ROOFING","B3010 - ROOF COVERING","B3010105 - BUILT-UP","WHIDBE-1234",10901,"NSBOSC","FACILITIES",21500,"BOTH",33378.75,null,44505,null,null,"N44255-17-Z-1234","T/O 5678901234",null,"2017-07-11",null,"2016-07-11","OPERATING",null,null,null,"N/A","FIRESTONE BUILDING PROD.CO.","EPDM .060 LSFR"]
["XXXX-0013",null,"VAPOR BARIER",null,"B30 - ROOFING","B3010 - ROOF COVERING","B3010120 - SINGLE PLY MEMBRANE","WHIDBE-1234",10901,"NSBOSC","FACILITIES",21500,"BOTH",12554.25,null,16739,null,null,"N44255-17-Z-1234","T/O 5678901234",null,"2017-07-11",null,"2016-07-11","OPERATING",null,null,null,"N/A","FIRESTONE BUILDING PROD.CO.","V-FORCE"]
["XXXX-0014",null,"ROOF FLASHING",null,"B30 - ROOFING","B3010 - ROOF COVERING","B3010130 - PREFORMED METAL","WHIDBE-1234",10901,"NSBOSC","FACILITIES",800,"BOTH",9456.75,null,12609,null,null,"N44255-17-Z-1234","T/O 5678901234",null,"2017-07-11",null,"2016-07-11","OPERATING",null,null,null,"N/A","FIRESTONE BUILDING PROD.CO.","24GA UNA-CLAD K500"]
["XXXX-0015",null,"ROOF DECK INSULATION",null,"B30 - ROOFING","B3010 - ROOF COVERING","B3010320 - ROOF DECK INSULATION","WHIDBE-1234",10901,"NSBOSC","FACILITIES",21500,"BOTH",55820.25,null,74427,null,null,"N44255-17-Z-1234","T/O 5678901234",null,"2017-07-11",null,"2016-07-11","OPERATING",null,null,null,"N/A","FIRESTONE BUILDING PROD.CO.","ISO 95+"]
["XXXX-0016",null,"DOWNSPOUTS",null,"B30 - ROOFING","B3010 - ROOF COVERING","B3010620 - DOWNSPOUTS","WHIDBE-1234",10901,"NSBOSC","FACILITIES",150,"BOTH",2016,null,2688,null,null,"N44255-17-Z-1234","T/O 5678901234",null,"2017-07-11",null,"2016-07-11","OPERATING"]
["XXXX-0017",null,"PARAPET & CAPS",null,"B30 - ROOFING","B3010 - ROOF COVERING","B3010999 - OTHER","WHIDBE-1234",10901,"NSBOSC","FACILITIES",1920,"BOTH",156960,null,209280,null,null,"N44255-17-Z-1234","T/O 5678901234",null,"2017-07-11",null,"2016-07-11","OPERATING"]
["XXXX-0018",null,"ROOF HATCH",null,"B30 - ROOFING","B3020 - ROOF OPENING","B3020210 - HATCHES","WHIDBE-1234",10901,"NSBOSC","FACILITIES",1,"BOTH",5032.5,null,6710,null,null,"N44255-17-Z-1234","T/O 5678901234",null,"2017-07-11",null,"2016-07-11","OPERATING"]
["XXXX-0019",null,"FIXED PARTITIONS - CMU WALLS (NEW ADDITION AND MODIFICATIONS)",null,"C10 - INTERIOR CONSTRUCTION","C1010 - PARTITIONS","C1010102 - CONCRETE BLOCK","WHIDBE-1234",10901,"NSBOSC","FACILITIES",7000,"BOTH",153300,null,204400,null,null,"N44255-17-Z-1234","T/O 5678901234",null,"2017-07-11",null,"2016-07-11","OPERATING"]
["XXXX-0020",null,"FIXED PARTITIONS - FRAMED WALLS",null,"C10 - INTERIOR CONSTRUCTION","C1010 - PARTITIONS","C1010126 - DRYWALL W/STUD FRAMING","WHIDBE-1234",10901,"NSBOSC","FACILITIES",40000,"BOTH",415800,null,554400,null,null,"N44255-17-Z-1234","T/O 5678901234",null,"2017-07-11",null,"2016-07-11","OPERATING"]
["XXXX-0021",null,"INTERIOR WINDOWS",null,"C10 - INTERIOR CONSTRUCTION","C1010 - PARTITIONS","C1010710 - INTERIOR WINDOWS","WHIDBE-1234",10901,"NSBOSC","FACILITIES",2,"BOTH",3767.07,null,5022.76,null,null,"N44255-17-Z-1234","T/O 5678901234",null,"2017-07-11",null,"2016-07-11","OPERATING"]
["XXXX-OHCD2",null,"INTERIOR OVERHEAD COILING DOOR","ROOM 108A, 5'-0\" X 7'-0\" (To Hangar Bay)","C10 - INTERIOR CONSTRUCTION","C1020 - INTERIOR DOORS","C1020113 - FIRE DOOR, ROLLING SERVICE/ROLL-UP","WHIDBE-1234",10901,"NSBOSC","FACILITIES",1,"BOTH",4987.5,null,6650,null,null,"N44255-17-Z-1234","T/O 5678901234",null,"2017-07-11",null,"2016-07-11","OPERATING",null,null,null,"108A"]
["XXXX-OHCD3",null,"INTERIOR OVERHEAD COILING DOOR","ROOM 109B, 5'-0\" X 8'-0\" (To Hangar Bay)","C10 - INTERIOR CONSTRUCTION","C1020 - INTERIOR DOORS","C1020113 - FIRE DOOR, ROLLING SERVICE/ROLL-UP","WHIDBE-1234",10901,"NSBOSC","FACILITIES",1,"BOTH",4987.5,null,6650,null,null,"N44255-17-Z-1234","T/O 5678901234",null,"2017-07-11",null,"2016-07-11","OPERATING",null,null,null,"109B"]
["XXXX-OHCD4",null,"INTERIOR OVERHEAD COILING DOOR","ROOM 116A, 5'-0\" X 8'-0\" (To Hangar Bay)","C10 - INTERIOR CONSTRUCTION","C1020 - INTERIOR DOORS","C1020113 - FIRE DOOR, ROLLING SERVICE/ROLL-UP","WHIDBE-1234",10901,"NSBOSC","FACILITIES",1,"BOTH",4987.5,null,6650,null,null,"N44255-17-Z-1234","T/O 5678901234",null,"2017-07-11",null,"2016-07-11","OPERATING",null,null,null,"116A"]
["XXXX-OHCD5",null,"INTERIOR OVERHEAD COILING DOOR","ROOM 156B, 5'-0\" X 7'-0\" (To Hangar Bay)","C10 - INTERIOR CONSTRUCTION","C1020 - INTERIOR DOORS","C1020113 - FIRE DOOR, ROLLING SERVICE/ROLL-UP","WHIDBE-1234",10901,"NSBOSC","FACILITIES",1,"BOTH",4987.5,null,6650,null,null,"N44255-17-Z-1234","T/O 5678901234",null,"2017-07-11",null,"2016-07-11","OPERATING",null,null,null,"156B"]
["XXXX-OHCD6",null,"INTERIOR OVERHEAD COILING DOOR","ROOM 162B, 5'-0\" X 7'-0\" (To Hangar Bay)","C10 - INTERIOR CONSTRUCTION","C1020 - INTERIOR DOORS","C1020113 - FIRE DOOR, ROLLING SERVICE/ROLL-UP","WHIDBE-1234",10901,"NSBOSC","FACILITIES",1,"BOTH",4987.5,null,6650,null,null,"N44255-17-Z-1234","T/O 5678901234",null,"2017-07-11",null,"2016-07-11","OPERATING",null,null,null,"162B"]
["XXXX-OHCD7",null,"INTERIOR OVERHEAD COILING DOOR","ROOM 166B, 5'-0\" X 7'-0\" (To Hangar Bay)","C10 - INTERIOR CONSTRUCTION","C1020 - INTERIOR DOORS","C1020113 - FIRE DOOR, ROLLING SERVICE/ROLL-UP","WHIDBE-1234",10901,"NSBOSC","FACILITIES",1,"BOTH",4987.5,null,6650,null,null,"N44255-17-Z-1234","T/O 5678901234",null,"2017-07-11",null,"2016-07-11","OPERATING",null,null,null,"166B"]
["XXXX-0022",null,"INTERIOR METAL DOORS",null,"C10 - INTERIOR CONSTRUCTION","C1020 - INTERIOR DOORS","C1020114 - METAL DOOR","WHIDBE-1234",10901,"NSBOSC","FACILITIES",172,"BOTH",295087.5,null,393450,null,null,"N44255-17-Z-1234","T/O 5678901234",null,"2017-07-11",null,"2016-07-11","OPERATING"]
["XXXX-0023",null,"STAIRS",null,"C20 - STAIRS","C2010 - STAIR CONSTRUCTION","C2010110 - STAIRS","WHIDBE-1234",10901,"NSBOSC","FACILITIES",11,"BOTH",86713.934999999998,null,115618.58,null,null,"N44255-17-Z-1234","T/O 5678901234",null,"2017-07-11",null,"2016-07-11","OPERATING"]
["XXXX-0024",null,"LADDERS (ROOF ACCESS, HANGAR BAYS, AND ELEVATOR PIT, MEASURED IN LINEAR FEET)",null,"C20 - STAIRS","C2010 - STAIR CONSTRUCTION","C2010999 - OTHER","WHIDBE-1234",10901,"NSBOSC","FACILITIES",90,"BOTH",10530,null,14040,null,null,"N44255-17-Z-1234","T/O 5678901234",null,"2017-07-11",null,"2016-07-11","OPERATING"]
["XXXX-0025",null,"CERAMIC WALL TILE","MAINLY ON BATHROOM WALLS","C30 - INTERIOR FINISHES","C3010 - WALL FINISHES","C3010380 - WALL TILE","WHIDBE-1234",10901,"NSBOSC","FACILITIES",1250,"BOTH",16556.25,null,22075,null,null,"N44255-17-Z-1234","T/O 5678901234",null,"2017-07-11",null,"2016-07-11","OPERATING"]
["XXXX-0026",null,"CARPET",null,"C30 - INTERIOR FINISHES","C3020 - FLOORING","C3020901 - CARPET","WHIDBE-1234",10901,"NSBOSC","FACILITIES",8857,"BOTH",50883.464999999997,null,67844.62,null,null,"N44255-17-Z-1234","T/O 5678901234",null,"2017-07-11",null,"2016-07-11","OPERATING"]
["XXXX-0027",null,"VINYL TILE",null,"C30 - INTERIOR FINISHES","C3020 - FLOORING","C3020903 - COMPOSITION SHEET","WHIDBE-1234",10901,"NSBOSC","FACILITIES",15006,"BOTH",292898.36250000005,null,390531.15,null,null,"N44255-17-Z-1234","T/O 5678901234",null,"2017-07-11",null,"2016-07-11","OPERATING"]
["XXXX-0028",null,"FLOOR TILE (PORCELAIN OR CERAMIC)",null,"C30 - INTERIOR FINISHES","C3020 - FLOORING","C3020910 - PORCELAIN TILE","WHIDBE-1234",10901,"NSBOSC","FACILITIES",1350,"BOTH",18300.9375,null,24401.25,null,null,"N44255-17-Z-1234","T/O 5678901234",null,"2017-07-11",null,"2016-07-11","OPERATING"]
["XXXX-0029",null,"ACOUSTICAL CEILING TILES",null,"C30 - INTERIOR FINISHES","C3030 - CEILING FINISHES","C3030210 - ACOUSTICAL","WHIDBE-1234",10901,"NSBOSC","FACILITIES",23640,"BOTH",212405.40000000002,null,283207.2,null,null,"N44255-17-Z-1234","T/O 5678901234",null,"2017-07-11",null,"2016-07-11","OPERATING"]
["XXXX-ELEV-1",null,"PASSENGER ELEVATOR",null,"D10 - CONVEYING","D1010 - ELEVATORS AND LIFTS","D1010110 - HYDRAULIC ELEVATORS","WHIDBE-1234",10901,"NSBOSC","FACILITIES",1,"BOTH",182363.04,null,243150.72,null,null,"N44255-17-Z-1234","T/O 5678901234",null,"2017-07-11",null,"2016-07-11","OPERATING",null,null,null,"172-1"]
["XXXX-ELEV-2",null,"PASSENGER ELEVATOR",null,"D10 - CONVEYING","D1010 - ELEVATORS AND LIFTS","D1010110 - HYDRAULIC ELEVATORS","WHIDBE-1234",10901,"NSBOSC","FACILITIES",1,"BOTH",182363.04,null,243150.72,null,null,"N44255-17-Z-1234","T/O 5678901234",null,"2017-07-11",null,"2016-07-11","OPERATING",null,null,null,"172-2"]
["XXXX-0030",null,"FLUSH VALVE WATER CLOSET",null,"D20 - PLUMBING","D2010 - PLUMBING FIXTURES","D2010110 - TOILET","WHIDBE-1234",10901,"NSBOSC","FACILITIES",12,"BOTH",317.96999999999997,null,423.96,null,null,"N44255-17-Z-1234","T/O 5678901234",null,"2017-11-28",null,"2016-11-28","OPERATING",null,null,null,"120, 224, 225, 132, 176","Sloan","111-1.28 ES-S"]
["XXXX-0031",null,"URINAL",null,"D20 - PLUMBING","D2010 - PLUMBING FIXTURES","D2010210 - URINAL","WHIDBE-1234",10901,"NSBOSC","FACILITIES",3,"BOTH",168.75,null,225,null,null,"N44255-17-Z-1234","T/O 5678901234",null,"2017-11-28",null,"2016-11-28","OPERATING",null,null,null,"132, 225","Kohler ","K-4904-ET"]
["XXXX-0032",null,"UNDERMOUNT LAVATORY",null,"D20 - PLUMBING","D2010 - PLUMBING FIXTURES","D2010410 - SINK","WHIDBE-1234",10901,"NSBOSC","FACILITIES",1,"BOTH",48.480000000000004,null,64.64,null,null,"N44255-17-Z-1234","T/O 5678901234",null,"2017-11-28",null,"2016-11-28","OPERATING",null,null,null,176,"Kohler ","K-2210"]
["XXXX-0033",null,"WALL HUNG LAVATORY",null,"D20 - PLUMBING","D2010 - PLUMBING FIXTURES","D2010410 - SINK","WHIDBE-1234",10901,"NSBOSC","FACILITIES",8,"BOTH",55.942500000000003,null,74.59,null,null,"N44255-17-Z-1234","T/O 5678901234",null,"2017-11-28",null,"2016-11-28","OPERATING",null,null,null,"120, 224, 225, 132","Kohler ","K-2005"]
["XXXX-0034",null,"SINGLE COMPARTMENT SINK",null,"D20 - PLUMBING","D2010 - PLUMBING FIXTURES","D2010410 - SINK","WHIDBE-1234",10901,"NSBOSC","FACILITIES",3,"BOTH",267.15749999999997,null,356.21,null,null,"N44255-17-Z-1234","T/O 5678901234",null,"2017-11-28",null,"2016-11-28","OPERATING",null,null,null,"227, 238, 273","Elkay","LRAD1517"]
["XXXX-0035",null,"MOP SINK",null,"D20 - PLUMBING","D2010 - PLUMBING FIXTURES","D2010410 - SINK","WHIDBE-1234",10901,"NSBOSC","FACILITIES",7,"BOTH",188.37,null,251.16,null,null,"N44255-17-Z-1234","T/O 5678901234",null,"2017-11-28",null,"2016-11-28","OPERATING",null,null,null,"113, 119, 130, 177, 210, 222, 223, ","Fiat","MSB-2424"]
["XXXX-0036",null,"ADA SHOWER BASE",null,"D20 - PLUMBING","D2010 - PLUMBING FIXTURES","D2010710 - SHOWER","WHIDBE-1234",10901,"NSBOSC","FACILITIES",2,"BOTH",499.93500000000006,null,666.58,null,null,"N44255-17-Z-1234","T/O 5678901234",null,"2017-11-28",null,"2016-11-28","OPERATING",null,null,null,"179, 180","Acorn","Terrazo-Ware SBADAR-6030-3F"]
["XXXX-0037",null,"DRINKING-WATER COOLERS",null,"D20 - PLUMBING","D2010 - PLUMBING FIXTURES","D2010820 - WATER COOLER","WHIDBE-1234",10901,"NSBOSC","FACILITIES",5,"BOTH",662.84999999999991,null,883.8,null,null,"N44255-17-Z-1234","T/O 5678901234",null,"2017-11-28",null,"2016-11-28","OPERATING",null,null,null,"100, 152, 200, 203","Elkay","(EWC-1)  EZSTL8LC "]
["XXXX-0038",null,"EMERGENCY SHOWER AND EYEWASH",null,"D20 - PLUMBING","D2010 - PLUMBING FIXTURES","D2010901 - EMERGENCY SHOWER","WHIDBE-1234",10901,"NSBOSC","FACILITIES",3,"BOTH",575.24250000000006,null,766.99,null,null,"N44255-17-Z-1234","T/O 5678901234",null,"2017-11-28",null,"2016-11-28","OPERATING",null,null,null,"101, 150","Bradley","S19314"]
["XXXX-HB1",null,"EXTERIOR HOSE BIBBS, FROST PROOF",null,"D20 - PLUMBING","D2020 - DOMESTIC WATER DISTRIBUTION","D2010999 - OTHER","WHIDBE-1234",10901,"NSBOSC","FACILITIES",6,"BOTH",92.587500000000006,null,123.45,null,null,"N44255-17-Z-1234","T/O 5678901234",null,"2017-07-11",null,"2016-07-11","OPERATING",null,null,null,null,"WATTS"]
["XXXX-DWH-1",null,"COMMERCIAL GAS FIRED WATER HEATER",null,"D20 - PLUMBING","D2020 - DOMESTIC WATER DISTRIBUTION","D2020250 - WATER HEATERS, COMMERCIAL, GAS","WHIDBE-1234",10901,"NSBOSC","FACILITIES",1,"BOTH",1254,null,1672,null,null,"N44255-17-Z-1234","T/O 5678901234",null,"2017-07-11",null,"2016-07-11","OPERATING",null,null,null,118,"Bock","OT200N","(DWH-1)  15043272T"]
["XXXX-DWH-2",null,"COMMERCIAL GAS FIRED WATER HEATER",null,"D20 - PLUMBING","D2020 - DOMESTIC WATER DISTRIBUTION","D2020250 - WATER HEATERS, COMMERCIAL, GAS","WHIDBE-1234",10901,"NSBOSC","FACILITIES",1,"BOTH",1254,null,1672,null,null,"N44255-17-Z-1234","T/O 5678901234",null,"2017-07-11",null,"2016-07-11","OPERATING",null,null,null,118,"Bock","OT200N","(DWH-2)  15073290T"]
["XXXX-CP-1",null,"DOMESTIC WATER CIRCULATION PUMP",null,"D20 - PLUMBING","D2020 - DOMESTIC WATER DISTRIBUTION","D2020901 - BOOSTER PUMP","WHIDBE-1234",10901,"NSBOSC","FACILITIES",1,"BOTH",172.46249999999998,null,229.95,null,null,"N44255-17-Z-1234","T/O 5678901234",null,"2017-07-11",null,"2016-07-11","OPERATING",null,null,null,118,"Bell & Gossett","NBF12U-LW"]
["XXXX-0039",null,"BACKFLOW PREVENTION ASSEMBLIES",null,"D20 - PLUMBING","D2020 - DOMESTIC WATER DISTRIBUTION","D2020903 - BACKFLOW PREVENTER","WHIDBE-1234",10901,"NSBOSC","FACILITIES",1,"BOTH",1191.6675,null,1588.89,null,null,"N44255-17-Z-1234","T/O 5678901234",null,"2017-07-11",null,"2016-07-11","OPERATING",null,null,null,118,"Apollo","RPLF4A-203-A2F"]
["XXXX-ESP-1",null,"ELEVATOR SUMP PUMP",null,"D20 - PLUMBING","D2030 - SANITARY WASTE","D2030905 - SUMP PUMP","WHIDBE-1234",10901,"NSBOSC","FACILITIES",1,"BOTH",4734,null,6312,null,null,"N44255-17-Z-1234","T/O 5678901234",null,"2017-07-11",null,"2016-07-11","OPERATING",null,null,null,"172-1"]
["XXXX-ESP-2",null,"ELEVATOR SUMP PUMP",null,"D20 - PLUMBING","D2030 - SANITARY WASTE","D2030905 - SUMP PUMP","WHIDBE-1234",10901,"NSBOSC","FACILITIES",1,"BOTH",4734,null,6312,null,null,"N44255-17-Z-1234","T/O 5678901234",null,"2017-07-11",null,"2016-07-11","OPERATING",null,null,null,"172-2"]
["XXXX-AFFF-SP-1",null,"AFFF WASTE SUMP PUMP 1",null,"D20 - PLUMBING","D2030 - SANITARY WASTE","D2030905 - SUMP PUMP","WHIDBE-1234",10901,"NSBOSC","FACILITIES",1,"BOTH",4734,null,6312,null,null,"N44255-17-Z-1234","T/O 5678901234",null,"2017-07-11",null,"2016-07-11","OPERATING",null,null,null,178,"BELL AND GOSSETT","6MK2024AD"]
["XXXX-AFFF-SP-2",null,"AFFF WASTE SUMP PUMP 2",null,"D20 - PLUMBING","D2030 - SANITARY WASTE","D2030905 - SUMP PUMP","WHIDBE-1234",10901,"NSBOSC","FACILITIES",1,"BOTH",4734,null,6312,null,null,"N44255-17-Z-1234","T/O 5678901234",null,"2017-07-11",null,"2016-07-11","OPERATING",null,null,null,178,"BELL AND GOSSETT","6MK2024AD"]
["XXXX-AFFF-T-1",null,"AFFF WASTE WATER TANK 1, DW, 11.75K GAL",null,"D20 - PLUMBING","D2030 - SANITARY WASTE","D2030999 - OTHER","WHIDBE-1234",10901,"NSBOSC","FACILITIES",1,"BOTH",7316.25,null,9755,null,null,"N44255-17-Z-1234","T/O 5678901234",null,"2017-07-11",null,"2016-07-11","OPERATING",null,null,null,178,"WE-MAC"]
["XXXX-AFFF-T-2",null,"AFFF WASTE WATER TANK 2, DW, 11.75K GAL",null,"D20 - PLUMBING","D2030 - SANITARY WASTE","D2030999 - OTHER","WHIDBE-1234",10901,"NSBOSC","FACILITIES",1,"BOTH",7316.25,null,9755,null,null,"N44255-17-Z-1234","T/O 5678901234",null,"2017-07-11",null,"2016-07-11","OPERATING",null,null,null,178,"WE-MAC"]
["XXXX-CAV-1-1",null,"CONSTANT AIR VOLUME UNIT CAV 1-1",null,"D30 - HVAC","D3040 - DISTRIBUTION SYSTEMS","D3040132 - VAV TERMINAL","WHIDBE-1234",10901,"NSBOSC","FACILITIES",1,"RPIE",102,null,136,null,null,"N44255-17-Z-1234","T/O 5678901234",null,"2017-11-28",null,"2016-11-28","OPERATING",null,null,null,"105 MAT,  135 QA, 134 Tools","Tuttle & Bailey","SDV-06"]
["XXXX-CAV-1-2",null,"CONSTANT AIR VOLUME UNIT CAV 1-2",null,"D30 - HVAC","D3040 - DISTRIBUTION SYSTEMS","D3040132 - VAV TERMINAL","WHIDBE-1234",10901,"NSBOSC","FACILITIES",1,"RPIE",102,null,136,null,null,"N44255-17-Z-1234","T/O 5678901234",null,"2017-11-28",null,"2016-11-28","OPERATING",null,null,null,"133 MC, 132 Men","Tuttle & Bailey","SDV-06"]
["XXXX-CAV-1-3",null,"CONSTANT AIR VOLUME UNIT CAV 1-3",null,"D30 - HVAC","D3040 - DISTRIBUTION SYSTEMS","D3040132 - VAV TERMINAL","WHIDBE-1234",10901,"NSBOSC","FACILITIES",1,"RPIE",102,null,136,null,null,"N44255-17-Z-1234","T/O 5678901234",null,"2017-11-28",null,"2016-11-28","OPERATING",null,null,null,"136 Corridor, 127 QA, 126 MAT","Tuttle & Bailey","SDV-06"]
["XXXX-CAV-1-4",null,"CONSTANT AIR VOLUME UNIT CAV 1-4",null,"D30 - HVAC","D3040 - DISTRIBUTION SYSTEMS","D3040132 - VAV TERMINAL","WHIDBE-1234",10901,"NSBOSC","FACILITIES",1,"RPIE",102,null,136,null,null,"N44255-17-Z-1234","T/O 5678901234",null,"2017-07-11",null,"2016-07-11","OPERATING",null,null,null,"122 Corridor, 112 MC, 114 Tools","Tuttle & Bailey","SDV-08"]
["XXXX-CAV-1-5",null,"CONSTANT AIR VOLUME UNIT CAV 1-5",null,"D30 - HVAC","D3040 - DISTRIBUTION SYSTEMS","D3040132 - VAV TERMINAL","WHIDBE-1234",10901,"NSBOSC","FACILITIES",1,"RPIE",102,null,136,null,null,"N44255-17-Z-1234","T/O 5678901234",null,"2017-07-11",null,"2016-07-11","OPERATING",null,null,null,"120 Women","Tuttle & Bailey","SDV-06"]
["XXXX-VAV-1-1",null,"VARIABLE AIR VOLUME UNIT VAV 1-1",null,"D30 - HVAC","D3040 - DISTRIBUTION SYSTEMS","D3040132 - VAV TERMINAL","WHIDBE-1234",10901,"NSBOSC","FACILITIES",1,"BOTH",102,null,136,null,null,"N44255-17-Z-1234","T/O 5678901234",null,"2017-11-28",null,"2016-11-28","OPERATING",null,null,null,"106 PP","Tuttle & Bailey","SDV-06"]
["XXXX-VAV-1-2",null,"VARIABLE AIR VOLUME UNIT VAV 1-2",null,"D30 - HVAC","D3040 - DISTRIBUTION SYSTEMS","D3040132 - VAV TERMINAL","WHIDBE-1234",10901,"NSBOSC","FACILITIES",1,"RPIE",102,null,136,null,null,"N44255-17-Z-1234","T/O 5678901234",null,"2017-11-28",null,"2016-11-28","OPERATING",null,null,null,"107 E/ES","Tuttle & Bailey","SDV-06"]
["XXXX-VAV-1-3",null,"VARIABLE AIR VOLUME UNIT VAV 1-3",null,"D30 - HVAC","D3040 - DISTRIBUTION SYSTEMS","D3040132 - VAV TERMINAL","WHIDBE-1234",10901,"NSBOSC","FACILITIES",1,"RPIE",102,null,136,null,null,"N44255-17-Z-1234","T/O 5678901234",null,"2017-11-28",null,"2016-11-28","OPERATING",null,null,null,"108 AT","Tuttle & Bailey","SDV-06"]
["XXXX-VAV-1-4",null,"VARIABLE AIR VOLUME UNIT VAV 1-4",null,"D30 - HVAC","D3040 - DISTRIBUTION SYSTEMS","D3040132 - VAV TERMINAL","WHIDBE-1234",10901,"NSBOSC","FACILITIES",1,"RPIE",102,null,136,null,null,"N44255-17-Z-1234","T/O 5678901234",null,"2017-11-28",null,"2016-11-28","OPERATING",null,null,null,"109 AF/CC","Tuttle & Bailey","SDV-06"]
["XXXX-VAV-1-5",null,"VARIABLE AIR VOLUME UNIT VAV 1-5",null,"D30 - HVAC","D3040 - DISTRIBUTION SYSTEMS","D3040132 - VAV TERMINAL","WHIDBE-1234",10901,"NSBOSC","FACILITIES",1,"RPIE",102,null,136,null,null,"N44255-17-Z-1234","T/O 5678901234",null,"2017-11-28",null,"2016-11-28","OPERATING",null,null,null,"129 PR","Tuttle & Bailey","SDV-10"]
["XXXX-EF-1",null,"FAN EF-1",null,"D30 - HVAC","D3040 - DISTRIBUTION SYSTEMS","D3040240 - FAN SYSTEM, ROOF EXHAUST","WHIDBE-1234",10901,"NSBOSC","FACILITIES",1,"RPIE",909,null,1212,null,null,"N44255-17-Z-1234","T/O 5678901234",null,"2017-07-11",null,"2016-07-11","OPERATING",null,null,null,"118 Mech","Greenheck","SS2-16-423-A5",14314204]
["XXXX-EF-2",null,"FAN EF-2",null,"D30 - HVAC","D3040 - DISTRIBUTION SYSTEMS","D3040240 - FAN SYSTEM, ROOF EXHAUST","WHIDBE-1234",10901,"NSBOSC","FACILITIES",1,"RPIE",1565.25,null,2087,null,null,"N44255-17-Z-1234","T/O 5678901234",null,"2017-07-11",null,"2016-07-11","OPERATING",null,null,null,"123 Elec","Greenheck","SE2-16-423-A5",14314201]
["XXXX-EF-4",null,"FAN EF-4",null,"D30 - HVAC","D3040 - DISTRIBUTION SYSTEMS","D3040240 - FAN SYSTEM, ROOF EXHAUST","WHIDBE-1234",10901,"NSBOSC","FACILITIES",1,"BOTH",1779.75,null,2373,null,null,"N44255-17-Z-1234","T/O 5678901234",null,"2017-11-28",null,"2016-11-28","OPERATING",null,null,null,"178 Mech","Greenheck","SE2-24-615-A30",14314202]
["XXXX-EF-5",null,"FAN EF-5",null,"D30 - HVAC","D3040 - DISTRIBUTION SYSTEMS","D3040240 - FAN SYSTEM, ROOF EXHAUST","WHIDBE-1234",10901,"NSBOSC","FACILITIES",1,"RPIE",614.25,null,819,null,null,"N44255-17-Z-1234","T/O 5678901234",null,"2017-11-28",null,"2016-11-28","OPERATING",null,null,null,"Roof","Greenheck","G-095-VG",14305741]
["XXXX-EF-6",null,"FAN EF-6",null,"D30 - HVAC","D3040 - DISTRIBUTION SYSTEMS","D3040240 - FAN SYSTEM, ROOF EXHAUST","WHIDBE-1234",10901,"NSBOSC","FACILITIES",1,"BOTH",828.75,null,1105,null,null,"N44255-17-Z-1234","T/O 5678901234",null,"2017-11-28",null,"2016-11-28","OPERATING",null,null,null,"102 AFF Equipment","Greenheck","SE2-16-423-A5",14314204]
["XXXX-MAU1",null,"MAKE UP AIR UNIT 1",null,"D30 - HVAC","D3040 - DISTRIBUTION SYSTEMS","D3040260 - KITCHEN EXHAUST/MAKE-UP AIR","WHIDBE-1234",10901,"NSBOSC","FACILITIES",1,"BOTH",24086.25,null,32115,null,null,"N44255-17-Z-1234","T/O 5678901234",null,"2017-07-11",null,"2016-07-11","OPERATING",null,null,null,"ROOF","GREENHECK","DGX-125-H35"]
["XXXX-MAU2",null,"MAKE UP AIR UNIT 2",null,"D30 - HVAC","D3040 - DISTRIBUTION SYSTEMS","D3040260 - KITCHEN EXHAUST/MAKE-UP AIR","WHIDBE-1234",10901,"NSBOSC","FACILITIES",1,"BOTH",24086.25,null,32115,null,null,"N44255-17-Z-1234","T/O 5678901234",null,"2017-07-11",null,"2016-07-11","OPERATING",null,null,null,"ROOF","GREENHECK","DGX-125-H35"]
["XXXX-MAU3",null,"MAKE UP AIR UNIT 3",null,"D30 - HVAC","D3040 - DISTRIBUTION SYSTEMS","D3040260 - KITCHEN EXHAUST/MAKE-UP AIR","WHIDBE-1234",10901,"NSBOSC","FACILITIES",1,"BOTH",24086.25,null,32115,null,null,"N44255-17-Z-1234","T/O 5678901234",null,"2017-07-11",null,"2016-07-11","OPERATING",null,null,null,"ROOF","GREENHECK","DGX-125-H35"]
["XXXX-VP-1",null,"VACUUM PUMP 1, SERVES IRH-1 & IRH-2",null,"D30 - HVAC","D3040 - DISTRIBUTION SYSTEMS","D3040312 - CONDENSATE RETURN PUMP","WHIDBE-1234",10901,"NSBOSC","FACILITIES",1,"RPIE",263.25,null,351,null,null,"N44255-17-Z-1234","T/O 5678901234",null,"2017-11-28",null,"2016-11-28","OPERATING",null,null,null,null,"Re-Verber-Ray "]
["XXXX-VP-2",null,"VACUUM PUMP 2, SERVES IRH-3 & IRH-4",null,"D30 - HVAC","D3040 - DISTRIBUTION SYSTEMS","D3040312 - CONDENSATE RETURN PUMP","WHIDBE-1234",10901,"NSBOSC","FACILITIES",1,"RPIE",263.25,null,351,null,null,"N44255-17-Z-1234","T/O 5678901234",null,"2017-11-28",null,"2016-11-28","OPERATING",null,null,null,null,"Re-Verber-Ray "]
["XXXX-BS-1-1 ",null,"HVAC BRANCH SELECTOR BS 1-1",null,"D30 - HVAC","D3040 - DISTRIBUTION SYSTEMS","D3040904 - SPLIT DUCTLESS SYSTEM, INDOOR UNIT","WHIDBE-1234",10901,"NSBOSC","FACILITIES",1,"RPIE",3975,null,5300,null,null,"N44255-17-Z-1234","T/O 5678901234",null,"2017-11-28",null,"2016-11-28","OPERATING",null,null,null,"VRV: 1-1, 1-2, 1-3, 1-4,1-5, 1-6,1-8, 1-36","Daikin","BS8Q54TVJ","A000512"]
["XXXX-BS-1-2 ",null,"HVAC BRANCH SELECTOR BS 1-2",null,"D30 - HVAC","D3040 - DISTRIBUTION SYSTEMS","D3040904 - SPLIT DUCTLESS SYSTEM, INDOOR UNIT","WHIDBE-1234",10901,"NSBOSC","FACILITIES",1,"BOTH",2186.25,null,2915,null,null,"N44255-17-Z-1234","T/O 5678901234",null,"2017-11-28",null,"2016-11-28","OPERATING",null,null,null,"VRV: 1-7, 1-9, 1-10, 1-11","Daikin","BS4Q54TVJ","A001151"]
["XXXX-BS-1-3 ",null,"HVAC BRANCH SELECTOR BS 1-3",null,"D30 - HVAC","D3040 - DISTRIBUTION SYSTEMS","D3040904 - SPLIT DUCTLESS SYSTEM, INDOOR UNIT","WHIDBE-1234",10901,"NSBOSC","FACILITIES",1,"BOTH",2981.25,null,3975,null,null,"N44255-17-Z-1234","T/O 5678901234",null,"2017-11-28",null,"2016-11-28","OPERATING",null,null,null,"VRV: 2-1, 2-2, 2-3, 2-4, 2-6","Daikin","BS6Q54TVJ","A000866"]
["XXXX-BS-1-4 ",null,"HVAC BRANCH SELECTOR BS 1-4",null,"D30 - HVAC","D3040 - DISTRIBUTION SYSTEMS","D3040904 - SPLIT DUCTLESS SYSTEM, INDOOR UNIT","WHIDBE-1234",10901,"NSBOSC","FACILITIES",1,"BOTH",2186.25,null,2915,null,null,"N44255-17-Z-1234","T/O 5678901234",null,"2017-11-28",null,"2016-11-28","OPERATING",null,null,null,"VRV: 2-5, 2-7, 2-8","Daikin","BS4Q54TVJ","A000775"]
["XXXX-VRV1-1",null,"VRV INDOOR UNIT VRV 1-1 (VARIABLE REFRIGERANT VOLUME)",null,"D30 - HVAC","D3040 - DISTRIBUTION SYSTEMS","D3040904 - SPLIT DUCTLESS SYSTEM, INDOOR UNIT","WHIDBE-1234",10901,"NSBOSC","FACILITIES",1,"BOTH",757.5,null,1010,null,null,"N44255-17-Z-1234","T/O 5678901234","M-2","2017-11-28",null,"2016-11-28","OPERATING",null,null,null,"134 MAT","Daikin","FXFQ07TVJ",1407432557]
["XXXX-VRV1-2",null,"VRV INDOOR UNIT VRV 1-2 (VARIABLE REFRIGERENT VOLUME)",null,"D30 - HVAC","D3040 - DISTRIBUTION SYSTEMS","D3040904 - SPLIT DUCTLESS SYSTEM, INDOOR UNIT","WHIDBE-1234",10901,"NSBOSC","FACILITIES",1,"BOTH",855,null,1140,null,null,"N44255-17-Z-1234","T/O 5678901234","M-2","2017-11-28",null,"2016-11-28","OPERATING",null,null,null,"135 QA","Daikin","FXFQ12TVJ",1506235815]
["XXXX-VRV1-3",null,"VRV INDOOR UNIT VRV 1-3 (VARIABLE REFRIGERENT VOLUME)",null,"D30 - HVAC","D3040 - DISTRIBUTION SYSTEMS","D3040904 - SPLIT DUCTLESS SYSTEM, INDOOR UNIT","WHIDBE-1234",10901,"NSBOSC","FACILITIES",1,"BOTH",757.5,null,1010,null,null,"N44255-17-Z-1234","T/O 5678901234","M-2","2017-11-28",null,"2016-11-28","OPERATING",null,null,null,"109 E/ES","Daikin","FXFQ07TVJ",1508411512]
["XXXX-VRV1-4",null,"VRV INDOOR UNIT VRV 1-4 (VARIABLE REFRIGERENT VOLUME)",null,"D30 - HVAC","D3040 - DISTRIBUTION SYSTEMS","D3040904 - SPLIT DUCTLESS SYSTEM, INDOOR UNIT","WHIDBE-1234",10901,"NSBOSC","FACILITIES",1,"BOTH",757.5,null,1010,null,null,"N44255-17-Z-1234","T/O 5678901234","M-2","2017-11-28",null,"2016-11-28","OPERATING",null,null,null,"132 MEN","Daikin","FXMQ07PAVJU","E001818"]
["XXXX-VRV1-5",null,"VRV INDOOR UNIT VRV 1-5 (VARIABLE REFRIGERENT VOLUME)",null,"D30 - HVAC","D3040 - DISTRIBUTION SYSTEMS","D3040904 - SPLIT DUCTLESS SYSTEM, INDOOR UNIT","WHIDBE-1234",10901,"NSBOSC","FACILITIES",1,"BOTH",956.25,null,1275,null,null,"N44255-17-Z-1234","T/O 5678901234","M-2","2017-11-28",null,"2016-11-28","OPERATING",null,null,null,"133 MC","Daikin","FXFQ24TVJ",1404465720]
["XXXX-AC-1",null,"SPLIT SYSTEM SS-1",null,"D30 - HVAC","D3050 - TERMINAL & PACKAGE UNITS","D3050170 - SPLIT SYSTEMS AIR COOLED CONDENSE UNIT","WHIDBE-1234",10901,"NSBOSC","FACILITIES",1,"BOTH",1923.75,null,2565,null,null,"N44255-17-Z-1234","T/O 5678901234","M-3","2017-07-11",null,"2016-07-11","OPERATING",null,null,null,"117 NMCI","Daikin","FCQ18PAVJU",1508406285]
["XXXX-AC-2",null,"SPLIT SYSTEM SS-2",null,"D30 - HVAC","D3050 - TERMINAL & PACKAGE UNITS","D3050170 - SPLIT SYSTEMS AIR COOLED CONDENSE UNIT","WHIDBE-1234",10901,"NSBOSC","FACILITIES",1,"BOTH",1923.75,null,2565,null,null,"N44255-17-Z-1234","T/O 5678901234","M-3","2017-11-28",null,"2016-11-28","OPERATING",null,null,null,"258 SIPR","Daikin","FCQ24PAVJU",1505307346]
["XXXX-AC-3",null,"SPLIT SYSTEM SS-3",null,"D30 - HVAC","D3050 - TERMINAL & PACKAGE UNITS","D3050170 - SPLIT SYSTEMS AIR COOLED CONDENSE UNIT","WHIDBE-1234",10901,"NSBOSC","FACILITIES",1,"BOTH",1923.75,null,2565,null,null,"N44255-17-Z-1234","T/O 5678901234","M-3","2017-07-11",null,"2016-07-11","OPERATING",null,null,null,"220 NMCI","Daikin","FCQ18PAVJU",1509085718]
["XXXX-AC-4",null,"SPLIT SYSTEM SS-4",null,"D30 - HVAC","D3050 - TERMINAL & PACKAGE UNITS","D3050170 - SPLIT SYSTEMS AIR COOLED CONDENSE UNIT","WHIDBE-1234",10901,"NSBOSC","FACILITIES",1,"BOTH",1923.75,null,2565,null,null,"N44255-17-Z-1234","T/O 5678901234","M-3","2017-11-28",null,"2016-11-28","OPERATING",null,null,null,"171 Elev Equip","Daikin","FCQ30PAVJU",1410373879]
["XXXX-AC-5",null,"SPLIT SYSTEM SS-5",null,"D30 - HVAC","D3050 - TERMINAL & PACKAGE UNITS","D3050170 - SPLIT SYSTEMS AIR COOLED CONDENSE UNIT","WHIDBE-1234",10901,"NSBOSC","FACILITIES",1,"BOTH",1923.75,null,2565,null,null,"N44255-17-Z-1234","T/O 5678901234","M-2","2017-11-28",null,"2016-11-28","OPERATING",null,null,null,"128 Elec","Daikin","FCQ18PAVJU",1509085719]
["XXXX-ACCU-1",null,"AIR COOLED CONDENSING UNIT ACC-1",null,"D30 - HVAC","D3050 - TERMINAL & PACKAGE UNITS","D3050170 - SPLIT SYSTEMS AIR COOLED CONDENSE UNIT","WHIDBE-1234",10901,"NSBOSC","FACILITIES",1,"BOTH",1923.75,null,2565,null,null,"N44255-17-Z-1234","T/O 5678901234","M-2","2017-07-11",null,"2016-07-11","OPERATING",null,null,null,"Serves SS-1","Daikin","RZR18PVJU",1501276916]
["XXXX-ACCU-2",null,"AIR COOLED CONDENSING UNIT ACC-2",null,"D30 - HVAC","D3050 - TERMINAL & PACKAGE UNITS","D3050170 - SPLIT SYSTEMS AIR COOLED CONDENSE UNIT","WHIDBE-1234",10901,"NSBOSC","FACILITIES",1,"BOTH",1923.75,null,2565,null,null,"N44255-17-Z-1234","T/O 5678901234","M-2","2017-11-28",null,"2016-11-28","OPERATING",null,null,null,"Serves SS-2","Daikin","RZR24PVJU",1407499468]
["XXXX-ACCU-3",null,"AIR COOLED CONDENSING UNIT ACC-3",null,"D30 - HVAC","D3050 - TERMINAL & PACKAGE UNITS","D3050170 - SPLIT SYSTEMS AIR COOLED CONDENSE UNIT","WHIDBE-1234",10901,"NSBOSC","FACILITIES",1,"BOTH",1923.75,null,2565,null,null,"N44255-17-Z-1234","T/O 5678901234","M-2","2017-07-11",null,"2016-07-11","OPERATING",null,null,null,"Serves SS-3","Daikin","RZR18PVJU",1501276917]
["XXXX-ACCU-4",null,"AIR COOLED CONDENSING UNIT ACC-4",null,"D30 - HVAC","D3050 - TERMINAL & PACKAGE UNITS","D3050170 - SPLIT SYSTEMS AIR COOLED CONDENSE UNIT","WHIDBE-1234",10901,"NSBOSC","FACILITIES",1,"BOTH",1923.75,null,2565,null,null,"N44255-17-Z-1234","T/O 5678901234","M-2","2017-11-28",null,"2016-11-28","OPERATING",null,null,null,"Serves SS-4","Daikin","RZR30PAVJU",1406067140]
["XXXX-ACCU-5",null,"AIR COOLED CONDENSING UNIT ACC-5",null,"D30 - HVAC","D3050 - TERMINAL & PACKAGE UNITS","D3050170 - SPLIT SYSTEMS AIR COOLED CONDENSE UNIT","WHIDBE-1234",10901,"NSBOSC","FACILITIES",1,"BOTH",1923.75,null,2565,null,null,"N44255-17-Z-1234","T/O 5678901234","M-2","2017-11-28",null,"2016-11-28","OPERATING",null,null,null,"Serves SS-5","Daikin","RZR18PVJU",1501276918]
["XXXX-CU-1",null,"HVAC SYSTEM CONDENSING UNIT CU-1",null,"D30 - HVAC","D3050 - TERMINAL & PACKAGE UNITS","D3050170 - SPLIT SYSTEMS AIR COOLED CONDENSE UNIT","WHIDBE-1234",10901,"NSBOSC","FACILITIES",1,"BOTH",15825.75,null,21101,null,null,"N44255-17-Z-1234","T/O 5678901234","M-2","2017-11-28",null,"2016-11-28","OPERATING",null,null,null,"BS: 1-1, 1-2, 1-3, 1-4","Daikin","REYQ216TYD / REYQ120TYDN / REYQ96TYDN","1504297133 / 1504160133"]
["XXXX-CU-2",null,"HVAC SYSTEM CONDENSING UNIT CU-2",null,"D30 - HVAC","D3050 - TERMINAL & PACKAGE UNITS","D3050170 - SPLIT SYSTEMS AIR COOLED CONDENSE UNIT","WHIDBE-1234",10901,"NSBOSC","FACILITIES",1,"BOTH",17490.75,null,23321,null,null,"N44255-17-Z-1234","T/O 5678901234","M-2","2017-07-11",null,"2016-07-11","OPERATING",null,null,null,"BS: 2-1, 2-2, 2-3, 2-4, 2-5, 2-6","Daikin","REYQ240TYDN / REYQ144TYDN / REYQ96TYDN","1508141876 / 1504273904"]
["XXXX-CU-3",null,"HVAC SYSTEM CONDENSING UNIT CU-3",null,"D30 - HVAC","D3050 - TERMINAL & PACKAGE UNITS","D3050170 - SPLIT SYSTEMS AIR COOLED CONDENSE UNIT","WHIDBE-1234",10901,"NSBOSC","FACILITIES",1,"BOTH",17490.75,null,23321,null,null,"N44255-17-Z-1234","T/O 5678901234","M-2","2017-11-28",null,"2016-11-28","OPERATING",null,null,null,"BS: 3-1, 3-2, 3-3, 3-4, 3-5, 3-6","Daikin","REYQ240TYDN / REYQ144TYDN / REYQ96TYDN","1504204709 / 1504315339"]
["XXXX-CU-4",null,"HVAC SYSTEM CONDENSING UNIT CU-4",null,"D30 - HVAC","D3050 - TERMINAL & PACKAGE UNITS","D3050170 - SPLIT SYSTEMS AIR COOLED CONDENSE UNIT","WHIDBE-1234",10901,"NSBOSC","FACILITIES",1,"BOTH",7324.5,null,9766,null,null,"N44255-17-Z-1234","T/O 5678901234","M-2","2017-11-28",null,"2016-11-28","OPERATING",null,null,null,"BS: 4-1, 4-2","Daikin","REYQ96TYDN",1504361580]
["XXXX-CU-5",null,"HVAC SYSTEM CONDENSING UNIT CU-5",null,"D30 - HVAC","D3050 - TERMINAL & PACKAGE UNITS","D3050170 - SPLIT SYSTEMS AIR COOLED CONDENSE UNIT","WHIDBE-1234",10901,"NSBOSC","FACILITIES",1,"BOTH",15825.75,null,21101,null,null,"N44255-17-Z-1234","T/O 5678901234","M-2","2017-11-28",null,"2016-11-28","OPERATING",null,null,null,"Lineshack","Daikin"," RKN12KEVJU","G000706"]
["XXXX-EBH-1",null,"ELECTRIC BASEBOARD HEATER EBH-1",null,"D30 - HVAC","D3050 - TERMINAL & PACKAGE UNITS","D3050530 - BASEBOARD HEATING","WHIDBE-1234",10901,"NSBOSC","FACILITIES",1,"BOTH",97.5,null,130,null,null,"N44255-17-Z-1234","T/O 5678901234",null,"2017-11-28",null,"2016-11-28","OPERATING",null,null,null,"136 Corridor","Indeeco","902U00750B"]
["XXXX-EBH-2",null,"ELECTRIC BASEBOARD HEATER EBH-2",null,"D30 - HVAC","D3050 - TERMINAL & PACKAGE UNITS","D3050530 - BASEBOARD HEATING","WHIDBE-1234",10901,"NSBOSC","FACILITIES",1,"BOTH",97.5,null,130,null,null,"N44255-17-Z-1234","T/O 5678901234",null,"2017-11-28",null,"2016-11-28","OPERATING",null,null,null,"100 Corridor","Indeeco","902U00750B"]
["XXXX-EBH-3",null,"ELECTRIC BASEBOARD HEATER EBH-3",null,"D30 - HVAC","D3050 - TERMINAL & PACKAGE UNITS","D3050530 - BASEBOARD HEATING","WHIDBE-1234",10901,"NSBOSC","FACILITIES",1,"BOTH",97.5,null,130,null,null,"N44255-17-Z-1234","T/O 5678901234",null,"2017-07-11",null,"2016-07-11","OPERATING",null,null,null,"122 Coridor","Indeeco","902U00750B"]
["XXXX-EBH-4",null,"ELECTRIC BASEBOARD HEATER EBH-4",null,"D30 - HVAC","D3050 - TERMINAL & PACKAGE UNITS","D3050530 - BASEBOARD HEATING","WHIDBE-1234",10901,"NSBOSC","FACILITIES",1,"BOTH",97.5,null,130,null,null,"N44255-17-Z-1234","T/O 5678901234",null,"2017-11-28",null,"2016-01-28","OPERATING",null,null,null,"169 Vestibule","Indeeco","902U00750B"]
["XXXX-EUH1-1",null,"ELECTRIC UNIT HEATER EUH 1-1",null,"D30 - HVAC","D3050 - TERMINAL & PACKAGE UNITS","D3050901 - UNIT HEATERS, ELECTRIC","WHIDBE-1234",10901,"NSBOSC","FACILITIES",1,"BOTH",213.75,null,285,null,null,"N44255-17-Z-1234","T/O 5678901234",null,"2017-11-28",null,"2016-11-28","OPERATING",null,null,null,"102 AFF Equipment","Indeeco","924U03000VA"]
["XXXX-EUH1-2",null,"ELECTRIC UNIT HEATER EUH 1-2",null,"D30 - HVAC","D3050 - TERMINAL & PACKAGE UNITS","D3050901 - UNIT HEATERS, ELECTRIC","WHIDBE-1234",10901,"NSBOSC","FACILITIES",1,"BOTH",213.75,null,285,null,null,"N44255-17-Z-1234","T/O 5678901234",null,"2017-11-28",null,"2016-11-28","OPERATING",null,null,null,"131 Stairs","Indeeco","924U03000VA"]
["XXXX-EUH1-3",null,"ELECTRIC UNIT HEATER EUH 1-3",null,"D30 - HVAC","D3050 - TERMINAL & PACKAGE UNITS","D3050901 - UNIT HEATERS, ELECTRIC","WHIDBE-1234",10901,"NSBOSC","FACILITIES",1,"BOTH",213.75,null,285,null,null,"N44255-17-Z-1234","T/O 5678901234",null,"2017-11-28",null,"2016-11-28","OPERATING",null,null,null,"128 Elec","Indeeco","924U03000VA"]
["XXXX-EUH1-4",null,"ELECTRIC UNIT HEATER EUH 1-4",null,"D30 - HVAC","D3050 - TERMINAL & PACKAGE UNITS","D3050901 - UNIT HEATERS, ELECTRIC","WHIDBE-1234",10901,"NSBOSC","FACILITIES",1,"BOTH",213.75,null,285,null,null,"N44255-17-Z-1234","T/O 5678901234",null,"2017-07-11",null,"2016-07-11","OPERATING",null,null,null,"123 Elec","Indeeco","924U03000VA"]
["XXXX-EUH1-5",null,"ELECTRIC UNIT HEATER EUH 1-5",null,"D30 - HVAC","D3050 - TERMINAL & PACKAGE UNITS","D3050901 - UNIT HEATERS, ELECTRIC","WHIDBE-1234",10901,"NSBOSC","FACILITIES",1,"BOTH",213.75,null,285,null,null,"N44255-17-Z-1234","T/O 5678901234",null,"2017-07-11",null,"2016-07-11","OPERATING",null,null,null,"121 Stairs","Indeeco","924U02000VA"]
["XXXX-EWH-1",null,"ELECTRIC WALL HEATER EWH-1",null,"D30 - HVAC","D3050 - TERMINAL & PACKAGE UNITS","D3050901 - UNIT HEATERS, ELECTRIC","WHIDBE-1234",10901,"NSBOSC","FACILITIES",1,"BOTH",213.75,null,285,null,null,"N44255-17-Z-1234","T/O 5678901234",null,"2017-11-28",null,"2016-11-28","OPERATING",null,null,null,"103 Corridor","Indeeco","934U01000BA"]
["XXXX-EWH2-1",null,"ELECTRIC UNIT HEATER EWH-2-1",null,"D30 - HVAC","D3050 - TERMINAL & PACKAGE UNITS","D3050901 - UNIT HEATERS, ELECTRIC","WHIDBE-1234",10901,"NSBOSC","FACILITIES",1,"BOTH",270,null,360,null,null,"N44255-17-Z-1234","T/O 5678901234",null,"2017-11-28",null,"2016-11-28","OPERATING",null,null,null,"Room 1 Lineshack","Indeeco","933V01500V"]
["XXXX-EWH2-2",null,"ELECTRIC UNIT HEATER EWH-2-2",null,"D30 - HVAC","D3050 - TERMINAL & PACKAGE UNITS","D3050901 - UNIT HEATERS, ELECTRIC","WHIDBE-1234",10901,"NSBOSC","FACILITIES",1,"BOTH",270,null,360,null,null,"N44255-17-Z-1234","T/O 5678901234",null,"2017-11-28",null,"2016-11-28","OPERATING",null,null,null,"Room 2 Lineshack","Indeeco","933V01500V"]
["XXXX-EWH2-3",null,"ELECTRIC UNIT HEATER EWH-2-3",null,"D30 - HVAC","D3050 - TERMINAL & PACKAGE UNITS","D3050901 - UNIT HEATERS, ELECTRIC","WHIDBE-1234",10901,"NSBOSC","FACILITIES",1,"BOTH",270,null,360,null,null,"N44255-17-Z-1234","T/O 5678901234",null,"2017-11-28",null,"2016-11-28","OPERATING",null,null,null,"Room 3 Lineshack","Indeeco","933V01500V"]
["XXXX-EWH2-4",null,"ELECTRIC UNIT HEATER EWH-2-4",null,"D30 - HVAC","D3050 - TERMINAL & PACKAGE UNITS","D3050901 - UNIT HEATERS, ELECTRIC","WHIDBE-1234",10901,"NSBOSC","FACILITIES",1,"BOTH",270,null,360,null,null,"N44255-17-Z-1234","T/O 5678901234",null,"2017-11-28",null,"2016-11-28","OPERATING",null,null,null,"Room 4 Lineshack","Indeeco","933V01500V"]
["XXXX-EWH2-5",null,"ELECTRIC UNIT HEATER EWH-2-5",null,"D30 - HVAC","D3050 - TERMINAL & PACKAGE UNITS","D3050901 - UNIT HEATERS, ELECTRIC","WHIDBE-1234",10901,"NSBOSC","FACILITIES",1,"BOTH",270,null,360,null,null,"N44255-17-Z-1234","T/O 5678901234",null,"2017-11-28",null,"2016-11-28","OPERATING",null,null,null,"Room 5 Lineshack","Indeeco","933V01500V"]
["XXXX-IRH-1",null,"INFRARED HEATER IRH-1",null,"D30 - HVAC","D3050 - TERMINAL & PACKAGE UNITS","D3050902 - UNIT HEATER, INFRARED","WHIDBE-1234",10901,"NSBOSC","FACILITIES",2,"BOTH",7065,null,9420,null,null,"N44255-17-Z-1234","T/O 5678901234",null,"2017-11-28",null,"2016-11-28","OPERATING",null,null,null,"East Hangar Bay","Re-Verber-Ray ","HLV-150 ","1509MIDV1590540001"]
["XXXX-IRH-2",null,"INFRARED HEATER IRH-2",null,"D30 - HVAC","D3050 - TERMINAL & PACKAGE UNITS","D3050902 - UNIT HEATER, INFRARED","WHIDBE-1234",10901,"NSBOSC","FACILITIES",2,"BOTH",7065,null,9420,null,null,"N44255-17-Z-1234","T/O 5678901234",null,"2017-11-28",null,"2016-11-28","OPERATING",null,null,null,"East Hangar Bay","Re-Verber-Ray ","HLV-150 ","1509MIDV1590540002"]
["XXXX-IRH-3",null,"INFRARED HEATER IRH-3",null,"D30 - HVAC","D3050 - TERMINAL & PACKAGE UNITS","D3050902 - UNIT HEATER, INFRARED","WHIDBE-1234",10901,"NSBOSC","FACILITIES",2,"BOTH",7065,null,9420,null,null,"N44255-17-Z-1234","T/O 5678901234",null,"2017-11-28",null,"2016-11-28","OPERATING",null,null,null,"West Hangar Bay","Re-Verber-Ray ","HLV-150 ","1509MIDV1590540003"]
["XXXX-IRH-4",null,"INFRARED HEATER IRH-4",null,"D30 - HVAC","D3050 - TERMINAL & PACKAGE UNITS","D3050902 - UNIT HEATER, INFRARED","WHIDBE-1234",10901,"NSBOSC","FACILITIES",2,"BOTH",7065,null,9420,null,null,"N44255-17-Z-1234","T/O 5678901234",null,"2017-11-28",null,"2016-11-28","OPERATING",null,null,null,"West Hangar Bay","Re-Verber-Ray ","HLV-150 ","1509MIDV1590540004"]
["XXXX-DOAS",null,"DEDICATED OUTDOOR AIR SYSTEM",null,"D30 - HVAC","D3090 - OTHER HVAC SYSTEMS & EQUIPMENT","D3090220 - ENERGY RECOVERY WHEEL","WHIDBE-1234",10901,"NSBOSC","FACILITIES",1,"BOTH",41250,null,55000,null,null,"N44255-17-Z-1234","T/O 5678901234",null,"2017-11-28",null,"2016-11-28","OPERATING",null,null,null,null,"Daikin","MPS040F"]
["XXXX-0040",null,"PRE-ACTION SYSTEM (ROOF LEVEL - AREA A)",null,"D40 - FIRE PROTECTION","D4010 - SPRINKLERS","D4010350 - PREACTION SYSTEMS","WHIDBE-1234",10901,"NSBOSC","FACILITIES",1,"BOTH",15750,null,21000,null,null,"N44255-17-Z-1234","T/O 5678901234",null,"2016-11-27",null,"2016-11-27","OPERATING",null,null,null,"N/A","PATRIOT FIRE"]
["XXXX-0041",null,"PRE-ACTION SYSTEM (ROOF LEVEL - AREA B)",null,"D40 - FIRE PROTECTION","D4010 - SPRINKLERS","D4010350 - PREACTION SYSTEMS","WHIDBE-1234",10901,"NSBOSC","FACILITIES",1,"BOTH",15750,null,21000,null,null,"N44255-17-Z-1234","T/O 5678901234",null,"2016-11-27",null,"2016-11-27","OPERATING",null,null,null,"N/A","PATRIOT FIRE"]
["XXXX-0042",null,"PRE-ACTION SYSTEM (ROOF LEVEL - AREA C)",null,"D40 - FIRE PROTECTION","D4010 - SPRINKLERS","D4010350 - PREACTION SYSTEMS","WHIDBE-1234",10901,"NSBOSC","FACILITIES",1,"BOTH",27000,null,36000,null,null,"N44255-17-Z-1234","T/O 5678901234",null,"2016-11-27",null,"2016-11-27","OPERATING",null,null,null,"N/A","PATRIOT FIRE"]
["XXXX-0043",null,"WET PIPE & SPRINKLERS (LEVEL 1 - AREA A)",null,"D40 - FIRE PROTECTION","D4010 - SPRINKLERS","D4010410 - WET PIPE SYSTEMS","WHIDBE-1234",10901,"NSBOSC","FACILITIES",960,"BOTH",7492.5,null,9990,null,null,"N44255-17-Z-1234","T/O 5678901234",null,"2016-11-27",null,"2016-11-27","OPERATING",null,null,null,"N/A","PATRIOT FIRE"]
["XXXX-0044",null,"WET PIPE & SPRINKLERS (LEVEL 1 - AREA B)",null,"D40 - FIRE PROTECTION","D4010 - SPRINKLERS","D4010410 - WET PIPE SYSTEMS","WHIDBE-1234",10901,"NSBOSC","FACILITIES",960,"BOTH",7492.5,null,9990,null,null,"N44255-17-Z-1234","T/O 5678901234",null,"2016-11-27",null,"2016-11-27","OPERATING",null,null,null,"N/A","PATRIOT FIRE"]
["XXXX-0045",null,"WET PIPE & SPRINKLERS (LEVEL 1 - AREA C)",null,"D40 - FIRE PROTECTION","D4010 - SPRINKLERS","D4010410 - WET PIPE SYSTEMS","WHIDBE-1234",10901,"NSBOSC","FACILITIES",1280,"BOTH",9990,null,13320,null,null,"N44255-17-Z-1234","T/O 5678901234",null,"2016-11-27",null,"2016-11-27","OPERATING",null,null,null,"N/A","PATRIOT FIRE"]
["XXXX-0046",null,"WET PIPE & SPRINKLERS (LEVEL 2 - AREA A)",null,"D40 - FIRE PROTECTION","D4010 - SPRINKLERS","D4010410 - WET PIPE SYSTEMS","WHIDBE-1234",10901,"NSBOSC","FACILITIES",885,"BOTH",6930,null,9240,null,null,"N44255-17-Z-1234","T/O 5678901234",null,"2016-11-27",null,"2016-11-27","OPERATING",null,null,null,"N/A","PATRIOT FIRE"]
["XXXX-0047",null,"WET PIPE & SPRINKLERS (LEVEL 2 - AREA B)",null,"D40 - FIRE PROTECTION","D4010 - SPRINKLERS","D4010410 - WET PIPE SYSTEMS","WHIDBE-1234",10901,"NSBOSC","FACILITIES",885,"BOTH",6930,null,9240,null,null,"N44255-17-Z-1234","T/O 5678901234",null,"2016-11-27",null,"2016-11-27","OPERATING",null,null,null,"N/A","PATRIOT FIRE"]
["XXXX-0048",null,"WET PIPE & SPRINKLERS (LEVEL 2 - AREA C)",null,"D40 - FIRE PROTECTION","D4010 - SPRINKLERS","D4010410 - WET PIPE SYSTEMS","WHIDBE-1234",10901,"NSBOSC","FACILITIES",885,"BOTH",9240,null,12320,null,null,"N44255-17-Z-1234","T/O 5678901234",null,"2016-11-27",null,"2016-11-27","OPERATING",null,null,null,"N/A","PATRIOT FIRE"]
["XXXX-0049",null,"LOW LEVEL LOW EXPANSION FOAM SYSTEM (TRENCH - AREA A)",null,"D40 - FIRE PROTECTION","D4090 - OTHER FIRE PROTECTION SYSTEMS","D4090999 - OTHER","WHIDBE-1234",10901,"NSBOSC","FACILITIES",1,"BOTH",68250,null,91000,null,null,"N44255-17-Z-1234","T/O 5678901234",null,"2016-11-27",null,"2016-11-27","OPERATING",null,null,null,"N/A","PATRIOT FIRE"]
["XXXX-0050",null,"LOW LEVEL LOW EXPANSION FOAM SYSTEM (TRENCH - AREA B)",null,"D40 - FIRE PROTECTION","D4090 - OTHER FIRE PROTECTION SYSTEMS","D4090999 - OTHER","WHIDBE-1234",10901,"NSBOSC","FACILITIES",1,"BOTH",68250,null,91000,null,null,"N44255-17-Z-1234","T/O 5678901234",null,"2016-11-27",null,"2016-11-27","OPERATING",null,null,null,"N/A","PATRIOT FIRE"]
["XXXX-0051",null,"LOW LEVEL LOW EXPANSION FOAM SYSTEM (TRENCH - AREA C)",null,"D40 - FIRE PROTECTION","D4090 - OTHER FIRE PROTECTION SYSTEMS","D4090999 - OTHER","WHIDBE-1234",10901,"NSBOSC","FACILITIES",1,"BOTH",86250,null,115000,null,null,"N44255-17-Z-1234","T/O 5678901234",null,"2016-11-27",null,"2016-11-27","OPERATING",null,null,null,"N/A","PATRIOT FIRE"]
["XXXX-FLED-P1(5)",null,"HORIZONTAL/EXTERIOR 400hz CONVERTER",null,"D50 - ELECTRICAL","D5020 - LIGHTING & BRANCH WIRING","D5010120 - ELECTRICAL SERVICE","WHIDBE-1234",10901,"NSBOSC","FACILITIES",1,"BOTH",32396.25,null,43195,null,null,"N44255-17-Z-1234","T/O 5678901234",null,"2017-11-28",null,"2016-11-28","OPERATING",null,null,null,"FLIGHTLINE","FCX","X.90.H"]
["XXXX-FLED-P1(6)",null,"HORIZONTAL/EXTERIOR 400hz CONVERTER",null,"D50 - ELECTRICAL","D5020 - LIGHTING & BRANCH WIRING","D5010120 - ELECTRICAL SERVICE","WHIDBE-1234",10901,"NSBOSC","FACILITIES",1,"BOTH",32396.25,null,43195,null,null,"N44255-17-Z-1234","T/O 5678901234",null,"2017-11-28",null,"2016-11-28","OPERATING",null,null,null,"FLIGHTLINE","FCX","X.90.H"]
["XXXX-FLED-P1(7)",null,"HORIZONTAL/EXTERIOR 400hz CONVERTER",null,"D50 - ELECTRICAL","D5020 - LIGHTING & BRANCH WIRING","D5010120 - ELECTRICAL SERVICE","WHIDBE-1234",10901,"NSBOSC","FACILITIES",1,"BOTH",32396.25,null,43195,null,null,"N44255-17-Z-1234","T/O 5678901234",null,"2017-11-28",null,"2016-11-28","OPERATING",null,null,null,"FLIGHTLINE","FCX","X.90.H"]
["XXXX-FLED-P2(5)",null,"HORIZONTAL/EXTERIOR 400hz CONVERTER",null,"D50 - ELECTRICAL","D5020 - LIGHTING & BRANCH WIRING","D5010120 - ELECTRICAL SERVICE","WHIDBE-1234",10901,"NSBOSC","FACILITIES",1,"BOTH",32396.25,null,43195,null,null,"N44255-17-Z-1234","T/O 5678901234",null,"2017-11-28",null,"2016-11-28","OPERATING",null,null,null,"FLIGHTLINE","FCX","X.90.H"]
["XXXX-FLED-P2(6)",null,"HORIZONTAL/EXTERIOR 400hz CONVERTER",null,"D50 - ELECTRICAL","D5020 - LIGHTING & BRANCH WIRING","D5010120 - ELECTRICAL SERVICE","WHIDBE-1234",10901,"NSBOSC","FACILITIES",1,"BOTH",32396.25,null,43195,null,null,"N44255-17-Z-1234","T/O 5678901234",null,"2017-11-28",null,"2016-11-28","OPERATING",null,null,null,"FLIGHTLINE","FCX","X.90.H"]
["XXXX-FLED-P2(7)",null,"HORIZONTAL/EXTERIOR 400hz CONVERTER",null,"D50 - ELECTRICAL","D5020 - LIGHTING & BRANCH WIRING","D5010120 - ELECTRICAL SERVICE","WHIDBE-1234",10901,"NSBOSC","FACILITIES",1,"BOTH",32396.25,null,43195,null,null,"N44255-17-Z-1234","T/O 5678901234",null,"2017-11-28",null,"2016-11-28","OPERATING",null,null,null,"FLIGHTLINE","FCX","X.90.H"]
["XXXX-0052",null,"SWITCHGEAR, 1600A, 480/277V, 3PH, 4W",null,"D50 - ELECTRICAL","D5010 - ELECTRICAL SERVICE & DISTRIBUTION","D5010240 - SWITCHGEAR","WHIDBE-1234",10901,"NSBOSC","FACILITIES",1,"BOTH",39187.5,null,52250,null,null,"N44255-17-Z-1234","T/O 5678901234",null,"2017-07-11",null,"2016-07-11","OPERATING",null,null,null,123,"GE","SPECTRA 1600"]
["XXXX-ATS-1",null,"AUTOMATIC TRANSFER SWITCH, 150A",null,"D50 - ELECTRICAL","D5010 - ELECTRICAL SERVICE & DISTRIBUTION","D5010901 - TRANSFER SWITCH","WHIDBE-1234",10901,"NSBOSC","FACILITIES",1,"BOTH",4500,null,6000,null,null,"N44255-17-Z-1234","T/O 5678901234",null,"2017-07-11",null,"2016-07-11","OPERATING",null,null,null,123,"ASCO","J 7ACTB B3 150 N5XC"]
["XXXX-ATS-2",null,"AUTOMATIC TRANSFER SWITCH, 400A",null,"D50 - ELECTRICAL","D5010 - ELECTRICAL SERVICE & DISTRIBUTION","D5010901 - TRANSFER SWITCH","WHIDBE-1234",10901,"NSBOSC","FACILITIES",1,"BOTH",6750,null,9000,null,null,"N44255-17-Z-1234","T/O 5678901234",null,"2017-07-11",null,"2016-07-11","OPERATING",null,null,null,123,"ASCO","J 7ACTB B3 400 N5XC"]
["XXXX-T-1",null,"TRANSFORMER, 1000KVA, 12,740 TO 480V (AREA B)",null,"D50 - ELECTRICAL","D5010 - ELECTRICAL SERVICE & DISTRIBUTION","D5010902 - TRANSFORMER","WHIDBE-1234",10901,"NSBOSC","FACILITIES",1,"BOTH",15000,null,20000,null,null,"N44255-17-Z-1234","T/O 5678901234",null,"2017-07-11",null,"2016-07-15","OPERATING",null,null,null,"EXTERIOR","GE","QRGI472"]
["XXXX-T-2",null,"TRANSFORMER, 30KVA",null,"D50 - ELECTRICAL","D5010 - ELECTRICAL SERVICE & DISTRIBUTION","D5010902 - TRANSFORMER","WHIDBE-1234",10901,"NSBOSC","FACILITIES",1,"BOTH",651,null,868,null,null,"N44255-17-Z-1234","T/O 5678901234","E-1","2017-07-11",null,"2016-07-11","OPERATING",null,null,null,123,"GE","9T83B3872G15"]
["XXXX-T-3",null,"TRANSFORMER, 45KVA",null,"D50 - ELECTRICAL","D5010 - ELECTRICAL SERVICE & DISTRIBUTION","D5010902 - TRANSFORMER","WHIDBE-1234",10901,"NSBOSC","FACILITIES",1,"BOTH",826.5,null,1102,null,null,"N44255-17-Z-1234","T/O 5678901234","E-1","2017-07-11",null,"2016-07-11","OPERATING",null,null,null,123,"GE","9T83B3873G15"]
["XXXX-T-4",null,"TRANSFORMER, 45KVA",null,"D50 - ELECTRICAL","D5010 - ELECTRICAL SERVICE & DISTRIBUTION","D5010902 - TRANSFORMER","WHIDBE-1234",10901,"NSBOSC","FACILITIES",1,"BOTH",826.5,null,1102,null,null,"N44255-17-Z-1234","T/O 5678901234","E-1","2017-07-11",null,"2016-07-11","OPERATING",null,null,null,123,"GE","9T83B3873G15"]
["XXXX-T-5",null,"TRANSFORMER, 75KVA",null,"D50 - ELECTRICAL","D5010 - ELECTRICAL SERVICE & DISTRIBUTION","D5010902 - TRANSFORMER","WHIDBE-1234",10901,"NSBOSC","FACILITIES",1,"BOTH",1856.25,null,2475,null,null,"N44255-17-Z-1234","T/O 5678901234","E-1","2017-11-28",null,"2016-11-28","OPERATING",null,null,null,137,"GE","9T83B3874G15"]
["XXXX-T-6",null,"TRANSFORMER, 75KVA",null,"D50 - ELECTRICAL","D5010 - ELECTRICAL SERVICE & DISTRIBUTION","D5010902 - TRANSFORMER","WHIDBE-1234",10901,"NSBOSC","FACILITIES",1,"BOTH",1856.25,null,2475,null,null,"N44255-17-Z-1234","T/O 5678901234","E-1","2017-07-11",null,"2016-07-11","OPERATING",null,null,null,123,"GE","9T83B3874G15"]
["XXXX-T-7",null,"TRANSFORMER, 75KVA",null,"D50 - ELECTRICAL","D5010 - ELECTRICAL SERVICE & DISTRIBUTION","D5010902 - TRANSFORMER","WHIDBE-1234",10901,"NSBOSC","FACILITIES",1,"BOTH",1856.25,null,2475,null,null,"N44255-17-Z-1234","T/O 5678901234","E-1","2017-11-28",null,"2016-11-28","OPERATING",null,null,null,170,"GE","9T83B3874G15"]
["XXXX-EHCE",null,"PANELBOARD EHCE, 400A, 42CKT",null,"D50 - ELECTRICAL","D5010 - ELECTRICAL SERVICE & DISTRIBUTION","D5010906 - PANELBOARDS","WHIDBE-1234",10901,"NSBOSC","FACILITIES",1,"BOTH",1522.5,null,2030,null,null,"N44255-17-Z-1234","T/O 5678901234",null,"2017-07-11",null,"2016-07-11","OPERATING",null,null,null,123,"GE"]
["XXXX-EHCL",null,"PANELBOARD EHCL, 100A, 42CKT",null,"D50 - ELECTRICAL","D5010 - ELECTRICAL SERVICE & DISTRIBUTION","D5010906 - PANELBOARDS","WHIDBE-1234",10901,"NSBOSC","FACILITIES",1,"BOTH",1166.25,null,1555,null,null,"N44255-17-Z-1234","T/O 5678901234",null,"2017-07-11",null,"2016-07-11","OPERATING",null,null,null,123,"GE"]
["XXXX-ELCE",null,"PANELBOARD ELCE, 225A, 42CKT",null,"D50 - ELECTRICAL","D5010 - ELECTRICAL SERVICE & DISTRIBUTION","D5010906 - PANELBOARDS","WHIDBE-1234",10901,"NSBOSC","FACILITIES",1,"BOTH",172.5,null,230,null,null,"N44255-17-Z-1234","T/O 5678901234",null,"2017-11-28",null,"2016-11-28","OPERATING",null,null,null,128,"GE"]
["XXXX-ELCL",null,"PANELBOARD ELCL, 100A, 42CKT",null,"D50 - ELECTRICAL","D5010 - ELECTRICAL SERVICE & DISTRIBUTION","D5010906 - PANELBOARDS","WHIDBE-1234",10901,"NSBOSC","FACILITIES",1,"BOTH",1166.25,null,1555,null,null,"N44255-17-Z-1234","T/O 5678901234",null,"2017-07-11",null,"2016-07-11","OPERATING",null,null,null,123,"GE"]
["XXXX-HCA",null,"PANELBOARD HCA, 225A, 42CKT",null,"D50 - ELECTRICAL","D5010 - ELECTRICAL SERVICE & DISTRIBUTION","D5010906 - PANELBOARDS","WHIDBE-1234",10901,"NSBOSC","FACILITIES",1,"BOTH",172.5,null,230,null,null,"N44255-17-Z-1234","T/O 5678901234",null,"2017-07-11",null,"2016-07-11","OPERATING",null,null,null,123,"GE"]
["XXXX-HCB",null,"PANELBOARD HCB, 400A, 42CKT",null,"D50 - ELECTRICAL","D5010 - ELECTRICAL SERVICE & DISTRIBUTION","D5010906 - PANELBOARDS","WHIDBE-1234",10901,"NSBOSC","FACILITIES",1,"BOTH",225,null,300,null,null,"N44255-17-Z-1234","T/O 5678901234",null,"2017-07-11",null,"2016-07-11","OPERATING",null,null,null,123,"GE"]
["XXXX-HCM",null,"PANELBOARD HCM, 225A, 42CKT",null,"D50 - ELECTRICAL","D5010 - ELECTRICAL SERVICE & DISTRIBUTION","D5010906 - PANELBOARDS","WHIDBE-1234",10901,"NSBOSC","FACILITIES",1,"BOTH",225,null,300,null,null,"N44255-17-Z-1234","T/O 5678901234",null,"2017-07-11",null,"2016-07-11","OPERATING",null,null,null,123,"GE"]
["XXXX-HEA",null,"PANELBOARD HEA, 400A, 42CKT",null,"D50 - ELECTRICAL","D5010 - ELECTRICAL SERVICE & DISTRIBUTION","D5010906 - PANELBOARDS","WHIDBE-1234",10901,"NSBOSC","FACILITIES",1,"BOTH",172.5,null,230,null,null,"N44255-17-Z-1234","T/O 5678901234",null,"2017-11-28",null,"2016-11-28","OPERATING",null,null,null,170,"GE"]
["XXXX-HEB",null,"PANELBOARD HEB, 400A, 42CKT",null,"D50 - ELECTRICAL","D5010 - ELECTRICAL SERVICE & DISTRIBUTION","D5010906 - PANELBOARDS","WHIDBE-1234",10901,"NSBOSC","FACILITIES",1,"BOTH",172.5,null,230,null,null,"N44255-17-Z-1234","T/O 5678901234",null,"2017-11-28",null,"2016-11-28","OPERATING",null,null,null,164,"GE"]
["XXXX-HWA",null,"PANELBOARD HWA, 225A, 42CKT",null,"D50 - ELECTRICAL","D5010 - ELECTRICAL SERVICE & DISTRIBUTION","D5010906 - PANELBOARDS","WHIDBE-1234",10901,"NSBOSC","FACILITIES",1,"BOTH",532.5,null,710,null,null,"N44255-17-Z-1234","T/O 5678901234",null,"2017-11-28",null,"2016-11-28","OPERATING",null,null,null,137,"GE"]
["XXXX-HWB",null,"PANELBOARD HWB, 400A, 42CKT",null,"D50 - ELECTRICAL","D5010 - ELECTRICAL SERVICE & DISTRIBUTION","D5010906 - PANELBOARDS","WHIDBE-1234",10901,"NSBOSC","FACILITIES",1,"BOTH",1522.5,null,2030,null,null,"N44255-17-Z-1234","T/O 5678901234",null,"2017-11-28",null,"2016-11-28","OPERATING",null,null,null,137,"GE"]
["XXXX-LCA",null,"PANELBOARD LCA, 225A, 84CKT",null,"D50 - ELECTRICAL","D5010 - ELECTRICAL SERVICE & DISTRIBUTION","D5010906 - PANELBOARDS","WHIDBE-1234",10901,"NSBOSC","FACILITIES",1,"BOTH",532.5,null,710,null,null,"N44255-17-Z-1234","T/O 5678901234",null,"2017-07-11",null,"2016-07-11","OPERATING",null,null,null,123,"GE"]
["XXXX-LCB",null,"PANELBOARD LCB, 100A, 42CKT",null,"D50 - ELECTRICAL","D5010 - ELECTRICAL SERVICE & DISTRIBUTION","D5010906 - PANELBOARDS","WHIDBE-1234",10901,"NSBOSC","FACILITIES",1,"BOTH",423.75,null,565,null,null,"N44255-17-Z-1234","T/O 5678901234",null,"2017-07-11",null,"2016-07-11","OPERATING",null,null,null,123,"GE"]
["XXXX-LCC",null,"PANELBOARD LCC, 100A, 60CKT",null,"D50 - ELECTRICAL","D5010 - ELECTRICAL SERVICE & DISTRIBUTION","D5010906 - PANELBOARDS","WHIDBE-1234",10901,"NSBOSC","FACILITIES",1,"BOTH",172.5,null,230,null,null,"N44255-17-Z-1234","T/O 5678901234",null,"2017-07-11",null,"2016-07-11","OPERATING",null,null,null,221,"GE"]
["XXXX-LCM",null,"PANELBOARD LCM, 225A, 42CKT",null,"D50 - ELECTRICAL","D5010 - ELECTRICAL SERVICE & DISTRIBUTION","D5010906 - PANELBOARDS","WHIDBE-1234",10901,"NSBOSC","FACILITIES",1,"BOTH",1166.25,null,1555,null,null,"N44255-17-Z-1234","T/O 5678901234",null,"2017-07-11",null,"2016-07-11","OPERATING",null,null,null,123,"GE"]
["XXXX-LEA",null,"PANELBOARD LEA, 225A, 84CKT",null,"D50 - ELECTRICAL","D5010 - ELECTRICAL SERVICE & DISTRIBUTION","D5010906 - PANELBOARDS","WHIDBE-1234",10901,"NSBOSC","FACILITIES",1,"BOTH",532.5,null,710,null,null,"N44255-17-Z-1234","T/O 5678901234",null,"2017-11-28",null,"2016-11-28","OPERATING",null,null,null,170,"GE"]
["XXXX-LEB",null,"PANELBOARD LEB, 100A, 42CKT",null,"D50 - ELECTRICAL","D5010 - ELECTRICAL SERVICE & DISTRIBUTION","D5010906 - PANELBOARDS","WHIDBE-1234",10901,"NSBOSC","FACILITIES",1,"BOTH",1031.25,null,1375,null,null,"N44255-17-Z-1234","T/O 5678901234",null,"2017-11-28",null,"2016-11-28","OPERATING",null,null,null,164,"GE"]
["XXXX-LEC",null,"PANELBOARD LEC, 100A, 60CKT",null,"D50 - ELECTRICAL","D5010 - ELECTRICAL SERVICE & DISTRIBUTION","D5010906 - PANELBOARDS","WHIDBE-1234",10901,"NSBOSC","FACILITIES",1,"BOTH",172.5,null,230,null,null,"N44255-17-Z-1234","T/O 5678901234",null,"2017-11-28",null,"2016-11-28","OPERATING",null,null,null,276,"GE"]
["XXXX-LES",null,"PANELBOARD LES, 100A, 42CKT",null,"D50 - ELECTRICAL","D5010 - ELECTRICAL SERVICE & DISTRIBUTION","D5010906 - PANELBOARDS","WHIDBE-1234",10901,"NSBOSC","FACILITIES",1,"BOTH",172.5,null,230,null,null,"N44255-17-Z-1234","T/O 5678901234",null,"2017-11-28",null,"2016-11-28","OPERATING",null,null,null,250,"GE"]
["XXXX-LWA",null,"PANELBOARD LWA, 225A, 84CKT",null,"D50 - ELECTRICAL","D5010 - ELECTRICAL SERVICE & DISTRIBUTION","D5010906 - PANELBOARDS","WHIDBE-1234",10901,"NSBOSC","FACILITIES",1,"BOTH",172.5,null,230,null,null,"N44255-17-Z-1234","T/O 5678901234",null,"2017-11-28",null,"2016-11-28","OPERATING",null,null,null,137,"GE"]
["XXXX-LWB",null,"PANELBOARD LWB, 100A, 42CKT",null,"D50 - ELECTRICAL","D5010 - ELECTRICAL SERVICE & DISTRIBUTION","D5010906 - PANELBOARDS","WHIDBE-1234",10901,"NSBOSC","FACILITIES",1,"BOTH",532.5,null,710,null,null,"N44255-17-Z-1234","T/O 5678901234",null,"2017-11-28",null,"2016-11-28","OPERATING",null,null,null,137,"GE"]
["XXXX-LWC",null,"PANELBOARD LWC, 100A, 42CKT",null,"D50 - ELECTRICAL","D5010 - ELECTRICAL SERVICE & DISTRIBUTION","D5010906 - PANELBOARDS","WHIDBE-1234",10901,"NSBOSC","FACILITIES",1,"BOTH",172.5,null,230,null,null,"N44255-17-Z-1234","T/O 5678901234",null,"2017-11-28",null,"2016-11-28","OPERATING",null,null,null,235,"GE"]
["XXXX-TPPC",null,"PANELBOARD TPPC, 100A, 30CKT",null,"D50 - ELECTRICAL","D5010 - ELECTRICAL SERVICE & DISTRIBUTION","D5010906 - PANELBOARDS","WHIDBE-1234",10901,"NSBOSC","FACILITIES",1,"BOTH",1031.25,null,1375,null,null,"N44255-17-Z-1234","T/O 5678901234",null,"2017-07-11",null,"2016-07-11","OPERATING",null,null,null,117,"GE"]
["XXXX-TPPE",null,"PANELBOARD TPPE, 100A, 30CKT",null,"D50 - ELECTRICAL","D5010 - ELECTRICAL SERVICE & DISTRIBUTION","D5010906 - PANELBOARDS","WHIDBE-1234",10901,"NSBOSC","FACILITIES",1,"BOTH",172.5,null,230,null,null,"N44255-17-Z-1234","T/O 5678901234",null,"2017-07-11",null,"2016-07-11","OPERATING",null,null,null,220,"GE"]
["XXXX-TPPS",null,"PANELBOARD TPPS, 100A, 30CKT",null,"D50 - ELECTRICAL","D5010 - ELECTRICAL SERVICE & DISTRIBUTION","D5010906 - PANELBOARDS","WHIDBE-1234",10901,"NSBOSC","FACILITIES",1,"BOTH",172.5,null,230,null,null,"N44255-17-Z-1234","T/O 5678901234",null,"2017-11-28",null,"2016-11-28","OPERATING",null,null,null,258,"GE"]
["XXXX-TPPW",null,"PANELBOARD TPPW, 100A, 30CKT",null,"D50 - ELECTRICAL","D5010 - ELECTRICAL SERVICE & DISTRIBUTION","D5010906 - PANELBOARDS","WHIDBE-1234",10901,"NSBOSC","FACILITIES",1,"BOTH",172.5,null,230,null,null,"N44255-17-Z-1234","T/O 5678901234",null,"2017-07-11",null,"2016-07-11","OPERATING",null,null,null,128,"GE"]
["XXXX-DPC",null,"DISTRIBUTION PANELBOARD DPC, 800A",null,"D50 - ELECTRICAL","D5010 - ELECTRICAL SERVICE & DISTRIBUTION","D5010906 - PANELBOARDS","WHIDBE-1234",10901,"NSBOSC","FACILITIES",1,"BOTH",1425,null,1900,null,null,"N44255-17-Z-1234","T/O 5678901234",null,"2017-11-28",null,"2016-11-28","OPERATING",null,null,null,123,"GE"]
["XXXX-DPE",null,"DISTRIBUTION PANELBOARD DPE, 800A",null,"D50 - ELECTRICAL","D5010 - ELECTRICAL SERVICE & DISTRIBUTION","D5010906 - PANELBOARDS","WHIDBE-1234",10901,"NSBOSC","FACILITIES",1,"BOTH",172.5,null,230,null,null,"N44255-17-Z-1234","T/O 5678901234",null,"2017-07-11",null,"2016-07-11","OPERATING",null,null,null,170,"GE"]
["XXXX-DPW",null,"DISTRIBUTION PANELBOARD DPW, 800A",null,"D50 - ELECTRICAL","D5010 - ELECTRICAL SERVICE & DISTRIBUTION","D5010906 - PANELBOARDS","WHIDBE-1234",10901,"NSBOSC","FACILITIES",1,"BOTH",172.5,null,230,null,null,"N44255-17-Z-1234","T/O 5678901234",null,"2017-11-28",null,"2016-11-28","OPERATING",null,null,null,137,"GE"]
["XXXX-MDP",null,"MAIN DISTRIBUTION PANELBOARD, 1600A",null,"D50 - ELECTRICAL","D5010 - ELECTRICAL SERVICE & DISTRIBUTION","D5010906 - PANELBOARDS","WHIDBE-1234",10901,"NSBOSC","FACILITIES",1,"BOTH",1425,null,1900,null,null,"N44255-17-Z-1234","T/O 5678901234",null,"2017-11-28",null,"2016-11-28","OPERATING",null,null,null,null,"GE"]
["XXXX-0053",null,"28VDC / 60-400HZ, 90KVA, 200Y/115V TABLETOP CONVERTER",null,"D50 - ELECTRICAL","D5020 - LIGHTING & BRANCH WIRING","D5020120 - ELECTRICAL DISTRIBUTION","WHIDBE-1234",10901,"NSBOSC","FACILITIES",1,"BOTH",1488.75,null,1985,null,null,"N44255-17-Z-1234","T/O 5678901234",null,"2017-11-28",null,"2016-11-28","OPERATING",null,null,null,107,"PRIME-POWER","XP2233-OL"]
["XXXX-0054",null,"28VDC / 60-400HZ, 90KVA, 200Y/115V TABLETOP CONVERTER",null,"D50 - ELECTRICAL","D5020 - LIGHTING & BRANCH WIRING","D5020120 - ELECTRICAL DISTRIBUTION","WHIDBE-1234",10901,"NSBOSC","FACILITIES",1,"BOTH",1488.75,null,1985,null,null,"N44255-17-Z-1234","T/O 5678901234",null,"2017-11-28",null,"2016-11-28","OPERATING",null,null,null,153,"PRIME-POWER","XP2233-OL"]
["XXXX-0055",null,"28VDC / 60-400HZ, 90KVA, 200Y/115V TABLETOP CONVERTER",null,"D50 - ELECTRICAL","D5020 - LIGHTING & BRANCH WIRING","D5020120 - ELECTRICAL DISTRIBUTION","WHIDBE-1234",10901,"NSBOSC","FACILITIES",1,"BOTH",1488.75,null,1985,null,null,"N44255-17-Z-1234","T/O 5678901234",null,"2017-11-28",null,"2016-11-28","OPERATING",null,null,null,160,"PRIME-POWER","XP2233-OL"]
["XXXX-0056",null,"(QTY 6) 100A / 480V / 3P AIRCRAFT RECEPTACLE (LEVEL 1 - AREA A)",null,"D50 - ELECTRICAL","D5020 - LIGHTING & BRANCH WIRING","D5020120 - ELECTRICAL DISTRIBUTION","WHIDBE-1234",10901,"NSBOSC","FACILITIES",2,"BOTH",1065,null,1420,null,null,"N44255-17-Z-1234","T/O 5678901234",null,"2017-11-28",null,"2016-11-28","OPERATING",null,null,null,"101A","SUNGJIN","MIL-C-22992 / MS90555"]
["XXXX-0057",null,"(QTY 6) 100A / 480V / 3P AIRCRAFT RECEPTACLE (LEVEL 1 - AREA B)",null,"D50 - ELECTRICAL","D5020 - LIGHTING & BRANCH WIRING","D5020120 - ELECTRICAL DISTRIBUTION","WHIDBE-1234",10901,"NSBOSC","FACILITIES",2,"BOTH",1065,null,1420,null,null,"N44255-17-Z-1234","T/O 5678901234",null,"2017-07-11",null,"2016-07-11","OPERATING",null,null,null,"101B","SUNGJIN","MIL-C-22992 / MS90556"]
["XXXX-0058",null,"(QTY 6) 100A / 480V / 3P AIRCRAFT RECEPTACLE (LEVEL 1 - AREA C)",null,"D50 - ELECTRICAL","D5020 - LIGHTING & BRANCH WIRING","D5020120 - ELECTRICAL DISTRIBUTION","WHIDBE-1234",10901,"NSBOSC","FACILITIES",2,"BOTH",1065,null,1420,null,null,"N44255-17-Z-1234","T/O 5678901234",null,"2017-11-28",null,"2016-11-28","OPERATING",null,null,null,152,"SUNGJIN","MIL-C-22992 / MS90557"]
["XXXX-0059",null,"400HZ CONVERTER (PSP-1, SERVED FROM DPW)",null,"D50 - ELECTRICAL","D5020 - LIGHTING & BRANCH WIRING","D5020120 - ELECTRICAL DISTRIBUTION","WHIDBE-1234",10901,"NSBOSC","FACILITIES",1,"BOTH",31927.5,null,42570,null,null,"N44255-17-Z-1234","T/O 5678901234",null,"2017-11-28",null,"2016-11-28","OPERATING",null,null,null,101,"FCX","X.90.V"]
["XXXX-0060",null,"400HZ CONVERTER (PSP-2, SERVED FROM DPC)",null,"D50 - ELECTRICAL","D5020 - LIGHTING & BRANCH WIRING","D5020120 - ELECTRICAL DISTRIBUTION","WHIDBE-1234",10901,"NSBOSC","FACILITIES",1,"BOTH",31927.5,null,42570,null,null,"N44255-17-Z-1234","T/O 5678901234",null,"2017-07-11",null,"2016-07-11","OPERATING",null,null,null,101,"FCX","X.90.V"]
["XXXX-0061",null,"400HZ CONVERTER (PSP-3, SERVED FROM DPE)",null,"D50 - ELECTRICAL","D5020 - LIGHTING & BRANCH WIRING","D5020120 - ELECTRICAL DISTRIBUTION","WHIDBE-1234",10901,"NSBOSC","FACILITIES",1,"BOTH",31927.5,null,42570,null,null,"N44255-17-Z-1234","T/O 5678901234",null,"2017-11-28",null,"2016-11-28","OPERATING",null,null,null,150,"FCX","X.90.V"]
["XXXX-0062",null,"INTERIOR FLUORECENT LIGHTING,2X4 LENSED TROFFER 2-LAMP, T5",null,"D50 - ELECTRICAL","D5020 - LIGHTING & BRANCH WIRING","D5020248 - INTERIOR LIGHTING, FLUORECENT","WHIDBE-1234",10901,"NSBOSC","FACILITIES",54,"BOTH",85.679999999999993,null,114.24,null,null,"N44255-17-Z-1234","T/O 5678901234",null,"2017-11-28",null,"2016-11-28","OPERATING",null,null,null,"VARIOUS","LITHONIA","2SP5 G 2 28T5 A12125 MVOLT GEB10PS"]
["XXXX-0063",null,"INTERIOR FLUORECENT LIGHTING,2X4 LENSED TROFFER 2-LAMP ON EM CKT, T5",null,"D50 - ELECTRICAL","D5020 - LIGHTING & BRANCH WIRING","D5020248 - INTERIOR LIGHTING, FLUORECENT","WHIDBE-1234",10901,"NSBOSC","FACILITIES",54,"BOTH",95.167500000000004,null,126.89,null,null,"N44255-17-Z-1234","T/O 5678901234",null,"2017-11-28",null,"2016-11-28","OPERATING",null,null,null,"VARIOUS","LITHONIA","2SP5 G 2 28T5 A12125 MVOLT GEB10PS"]
["XXXX-0064",null,"INTERIOR FLUORECENT LIGHTING, 4FT INDUSTRIAL STRIP",null,"D50 - ELECTRICAL","D5020 - LIGHTING & BRANCH WIRING","D5020248 - INTERIOR LIGHTING, FLUORECENT","WHIDBE-1234",10901,"NSBOSC","FACILITIES",27,"BOTH",106.97999999999999,null,142.63999999999999,null,null,"N44255-17-Z-1234","T/O 5678901234",null,"2017-11-28",null,"2016-11-28","OPERATING",null,null,null,"VARIOUS","LITHONIA","AFPST 2 28 MVOLT GEB10PS WGAFPV"]
["XXXX-0065",null,"INTERIOR FLUORECENT LIGHTING, 4FT INDUSTRIAL STRIP ON EM CKT",null,"D50 - ELECTRICAL","D5020 - LIGHTING & BRANCH WIRING","D5020248 - INTERIOR LIGHTING, FLUORECENT","WHIDBE-1234",10901,"NSBOSC","FACILITIES",18,"BOTH",106.98750000000001,null,142.65,null,null,"N44255-17-Z-1234","T/O 5678901234",null,"2017-11-28",null,"2016-11-28","OPERATING",null,null,null,"VARIOUS","LITHONIA","AFPST 2 28 MVOLT GEB10PS WGAFPV"]
["XXXX-0066",null,"INTERIOR FLUORECENT LIGHTING, 6IN RECESSED OPEN DOWNLIGHT",null,"D50 - ELECTRICAL","D5020 - LIGHTING & BRANCH WIRING","D5020248 - INTERIOR LIGHTING, FLUORECENT","WHIDBE-1234",10901,"NSBOSC","FACILITIES",14,"BOTH",84.217500000000001,null,112.29,null,null,"N44255-17-Z-1234","T/O 5678901234",null,"2017-11-28",null,"2016-11-28","OPERATING",null,null,null,"VARIOUS","LITHONIA","LP6FN 26-42TRT 690AZ MVOLT"]
["XXXX-0067",null,"INTERIOR FLUORECENT LIGHTING, 6IN RECESSED LENSED DOWNLIGHT",null,"D50 - ELECTRICAL","D5020 - LIGHTING & BRANCH WIRING","D5020248 - INTERIOR LIGHTING, FLUORECENT","WHIDBE-1234",10901,"NSBOSC","FACILITIES",2,"BOTH",97.642499999999998,null,130.19,null,null,"N44255-17-Z-1234","T/O 5678901234",null,"2017-11-28",null,"2016-11-28","OPERATING",null,null,null,"VARIOUS","LITHONIA","LP6FN 26-42TRT 6LRB4 MVOLT"]
["XXXX-0068",null,"INTERIOR FLUORECENT LIGHTING, 6IN RECESSED LENSED DOWNLIGHT ON EM CKT",null,"D50 - ELECTRICAL","D5020 - LIGHTING & BRANCH WIRING","D5020248 - INTERIOR LIGHTING, FLUORECENT","WHIDBE-1234",10901,"NSBOSC","FACILITIES",5,"BOTH",97.642499999999998,null,130.19,null,null,"N44255-17-Z-1234","T/O 5678901234",null,"2017-11-28",null,"2016-11-28","OPERATING",null,null,null,"VARIOUS","LITHONIA","LP6FN 26-42TRT 6LRB4 MVOLT"]
["XXXX-0069",null,"INTERIOR FLUORECENT LIGHTING, 4FT LINEAR D/I PENDANT",null,"D50 - ELECTRICAL","D5020 - LIGHTING & BRANCH WIRING","D5020248 - INTERIOR LIGHTING, FLUORECENT","WHIDBE-1234",10901,"NSBOSC","FACILITIES",85,"BOTH",188.32499999999999,null,251.1,null,null,"N44255-17-Z-1234","T/O 5678901234",null,"2017-11-28",null,"2016-11-28","OPERATING",null,null,null,"VARIOUS","LITHONIA","SPM4 254T5HO WHR 4-FT R4 277 GEB10 SCT LP841 F2/72\" CO32"]
["XXXX-0070",null,"INTERIOR FLUORECENT LIGHTING, 4FT LINEAR D/I PENDANT WITH EM BATTERY PACK",null,"D50 - ELECTRICAL","D5020 - LIGHTING & BRANCH WIRING","D5020248 - INTERIOR LIGHTING, FLUORECENT","WHIDBE-1234",10901,"NSBOSC","FACILITIES",24,"BOTH",374.54999999999995,null,499.4,null,null,"N44255-17-Z-1234","T/O 5678901234",null,"2017-11-28",null,"2016-11-28","OPERATING",null,null,null,"VARIOUS","LITHONIA","SPM4 254T5HO WHR 4-FT R4 277 GEB10 1SE EL SCT LP841 F2/72\" CO32"]
["XXXX-0071",null,"INTERIOR FLUORECENT LIGHTING, WALL MOUNTED, DIMMING OC SENSOR, ON EM CKT",null,"D50 - ELECTRICAL","D5020 - LIGHTING & BRANCH WIRING","D5020248 - INTERIOR LIGHTING, FLUORECENT","WHIDBE-1234",10901,"NSBOSC","FACILITIES",14,"BOTH",193.82999999999998,null,258.44,null,null,"N44255-17-Z-1234","T/O 5678901234",null,"2017-11-28",null,"2016-11-28","OPERATING",null,null,null,"VARIOUS","LITHONIA","WT5 2 28T5 MVOLT ADZT NESPDT7 DIM50"]
["XXXX-0072",null,"INTERIOR FLUORECENT LIGHTING, SURFACE MOUNTED WRAPAROUND FIXTURE, T5",null,"D50 - ELECTRICAL","D5020 - LIGHTING & BRANCH WIRING","D5020248 - INTERIOR LIGHTING, FLUORECENT","WHIDBE-1234",10901,"NSBOSC","FACILITIES",7,"BOTH",87.254999999999995,null,116.34,null,null,"N44255-17-Z-1234","T/O 5678901234",null,"2017-11-28",null,"2016-11-28","OPERATING",null,null,null,"VARIOUS","LITHONIA","LB 2 28T5 MVOLT GEB10PS"]
["XXXX-0073",null,"INTERIOR FLUORECENT LIGHTING, 2x4 VOLUMETRIC TROFFER 2-LAMP",null,"D50 - ELECTRICAL","D5020 - LIGHTING & BRANCH WIRING","D5020248 - INTERIOR LIGHTING, FLUORECENT","WHIDBE-1234",10901,"NSBOSC","FACILITIES",132,"BOTH",105,null,140,null,null,"N44255-17-Z-1234","T/O 5678901234",null,"2017-11-28",null,"2016-11-28","OPERATING",null,null,null,"VARIOUS","LITHONIA","2VT5 228T5 ADP MVOLT GEB10PS LP835"]
["XXXX-0074",null,"INTERIOR FLUORECENT LIGHTING, 2x4 VOLUMETRIC TROFFER 2-LAMP E-PACK",null,"D50 - ELECTRICAL","D5020 - LIGHTING & BRANCH WIRING","D5020248 - INTERIOR LIGHTING, FLUORECENT","WHIDBE-1234",10901,"NSBOSC","FACILITIES",44,"BOTH",199.5,null,266,null,null,"N44255-17-Z-1234","T/O 5678901234",null,"2017-11-28",null,"2016-11-28","OPERATING",null,null,null,"VARIOUS","LITHONIA","2VT5 228T5 ADP MVOLT GEB10PS LP835 EL14"]
["XXXX-0075",null,"INTERIOR FLUORECENT LIGHTING, 2x4 VOLUMETRIC TROFFER 3-LAMP",null,"D50 - ELECTRICAL","D5020 - LIGHTING & BRANCH WIRING","D5020248 - INTERIOR LIGHTING, FLUORECENT","WHIDBE-1234",10901,"NSBOSC","FACILITIES",16,"BOTH",126.33749999999999,null,168.45,null,null,"N44255-17-Z-1234","T/O 5678901234",null,"2017-07-11",null,"2016-07-11","OPERATING",null,null,null,"VARIOUS","LITHONIA","2VT5 328T5 ADP MVOLT GEB10PS LP835"]
["XXXX-0076",null,"INTERIOR FLUORECENT LIGHTING, 2x4 VOLUMETRIC TROFFER 3-LAMP E-PACK",null,"D50 - ELECTRICAL","D5020 - LIGHTING & BRANCH WIRING","D5020248 - INTERIOR LIGHTING, FLUORECENT","WHIDBE-1234",10901,"NSBOSC","FACILITIES",13,"BOTH",237.1875,null,316.25,null,null,"N44255-17-Z-1234","T/O 5678901234",null,"2017-11-28",null,"2016-11-28","OPERATING",null,null,null,"VARIOUS","LITHONIA","2VT5 328T5 ADP MVOLT GEB10PS LP835 EL14"]
["XXXX-0077",null,"LED HIGH BAY, 30000LM",null,"D50 - ELECTRICAL","D5020 - LIGHTING & BRANCH WIRING","D5020252 - INTERIOR LIGHTING, HIGH INT","WHIDBE-1234",10901,"NSBOSC","FACILITIES",40,"BOTH",375.82500000000005,null,501.1,null,null,"N44255-17-Z-1234","T/O 5678901234",null,"2017-11-28",null,"2016-11-28","OPERATING",null,null,null,"VARIOUS","LITHONIA","IBH 30000LM L/LENS MD MVOLT GZ10 40K 80CRI WH WGIBH4"]
["XXXX-0078",null,"LED HIGH BAY ON EM CIRCUIT, 30000LM",null,"D50 - ELECTRICAL","D5020 - LIGHTING & BRANCH WIRING","D5020252 - INTERIOR LIGHTING, HIGH INT","WHIDBE-1234",10901,"NSBOSC","FACILITIES",12,"BOTH",375.82500000000005,null,501.1,null,null,"N44255-17-Z-1234","T/O 5678901234",null,"2017-11-28",null,"2016-11-28","OPERATING",null,null,null,"VARIOUS","LITHONIA","IBH 30000LM L/LENS MD MVOLT GZ10 40K 80CRI WH WGIBH4"]
["XXXX-0079",null,"EXIT LIGHT / LITHONIA / EXG LED M6",null,"D50 - ELECTRICAL","D5020 - LIGHTING & BRANCH WIRING","D5020901 - EXIT LIGHTING","WHIDBE-1234",10901,"NSBOSC","FACILITIES",31,"BOTH",45.862499999999997,null,61.15,null,null,"N44255-17-Z-1234","T/O 5678901234",null,"2017-11-28",null,"2016-11-28","OPERATING",null,null,null,"VARIOUS","LITHONIA","EXG LED M6"]
["XXXX-0080",null,"EXTERIOR AREA POLE LIGHT, LED",null,"D50 - ELECTRICAL","D5020 - LIGHTING & BRANCH WIRING","D5020903 - EXTERIOR LIGHTING","WHIDBE-1234",10901,"NSBOSC","FACILITIES",13,"BOTH",984.20249999999999,null,1312.27,null,null,"N44255-17-Z-1234","T/O 5678901234",null,"2017-01-06",null,"2016-01-06","OPERATING",null,null,null,"RANGER PRKNG LOT","LITHONIA","DSX1 LED 60C 1000 40K TFTM MVOLT / DLL127F 1.5 JU"]
["XXXX-0081",null,"EXTERIOR WALLPACK ON EM CKT, LED 1000",null,"D50 - ELECTRICAL","D5020 - LIGHTING & BRANCH WIRING","D5020903 - EXTERIOR LIGHTING","WHIDBE-1234",10901,"NSBOSC","FACILITIES",7,"BOTH",415.27500000000003,null,553.70000000000005,null,null,"N44255-17-Z-1234","T/O 5678901234",null,"2017-11-28",null,"2016-11-28","OPERATING",null,null,null,"BLDG EXTR","LITHONIA","CSXW LED 30C 1000 40K T4M MVOLT DWHXD"]
["XXXX-0082",null,"EXTERIOR WALLPACK ON EM CKT, LED 700",null,"D50 - ELECTRICAL","D5020 - LIGHTING & BRANCH WIRING","D5020903 - EXTERIOR LIGHTING","WHIDBE-1234",10901,"NSBOSC","FACILITIES",14,"BOTH",415.27500000000003,null,553.70000000000005,null,null,"N44255-17-Z-1234","T/O 5678901234",null,"2017-11-28",null,"2016-11-28","OPERATING",null,null,null,"BLDG EXTR","LITHONIA","CSXW LED 30C 700 40K T3M MVOLT DWXHD"]
["XXXX-0083",null,"50PR ENTRANCE PROTECTOR, 110 WITH COVER LOADED 350V",null,"D50 - ELECTRICAL","D5030 - COMMUNICATION AND SECURITY","D5030910 - COMMUNICATION/ALARM SYSTEMS","WHIDBE-1234",10901,"NSBOSC","FACILITIES",1,"BOTH",750.85500000000002,null,1001.14,null,null,"N44255-17-Z-1234","T/O 5678901234",null,"2017-07-11",null,"2016-07-11","OPERATING",null,null,null,123,"ORTRONICS","25050-110-M110PC"]
["XXXX-0084",null,"100PR ENTRANCE PROTECTOR, 66 WITH COVER LOADED 350V",null,"D50 - ELECTRICAL","D5030 - COMMUNICATION AND SECURITY","D5030910 - COMMUNICATION/ALARM SYSTEMS","WHIDBE-1234",10901,"NSBOSC","FACILITIES",1,"BOTH",903.94499999999994,null,1205.26,null,null,"N44255-17-Z-1234","T/O 5678901234",null,"2017-07-11",null,"2016-07-11","OPERATING",null,null,null,123,"ORTRONICS","25100-66-M66PC"]
["XXXX-0085",null,"CABINET, 45UX31.5\"WX42\"D WITH VERT MGMT / ORTRONICS MIGHT MO / GXC453142-00085",null,"D50 - ELECTRICAL","D5030 - COMMUNICATION AND SECURITY","D5030910 - COMMUNICATION/ALARM SYSTEMS","WHIDBE-1234",10901,"NSBOSC","FACILITIES",9,"BOTH",1557,null,2076,null,null,"N44255-17-Z-1234","T/O 5678901234",null,"2017-07-11",null,"2016-07-11","OPERATING",null,null,null,"VARIOUS","ORTRONICS","GXC453142-00085"]
["XXXX-0086",null,"FUSION SPLICE TRAY, 12FB / ORTRONICS / FST2-FO12",null,"D50 - ELECTRICAL","D5030 - COMMUNICATION AND SECURITY","D5030910 - COMMUNICATION/ALARM SYSTEMS","WHIDBE-1234",10901,"NSBOSC","FACILITIES",6,"BOTH",77.864999999999995,null,103.82,null,null,"N44255-17-Z-1234","T/O 5678901234",null,"2017-07-11",null,"2016-07-11","OPERATING",null,null,null,"VARIOUS","ORTRONICS","FST2-F012"]
["XXXX-0087",null,"ELECTRONIC SIREN LOUDSPEAKER",null,"D50 - ELECTRICAL","D5030 - COMMUNICATION AND SECURITY","D5030910 - COMMUNICATION/ALARM SYSTEMS","WHIDBE-1234",10901,"NSBOSC","FACILITIES",1,"BOTH",93.75,null,125,null,null,"N44255-17-Z-1234","T/O 5678901234",null,"2017-11-28",null,"2016-11-28","OPERATING",null,null,null,"VARIOUS","ATLAS SOUND","AS100N"]
["XXXX-0088",null,"INTRUSION DETECTION ACCESS CONTROL SYSTEM","GENERATOR AND BATTERY BACKED.  INTEGRAL WITH GENERAL LIGHTING, SEE INTERIOR LIGHTING SECTION","D50 - ELECTRICAL","D5030 - COMMUNICATION AND SECURITY","D5030910 - COMMUNICATION/ALARM SYSTEMS","WHIDBE-1234",10901,"NSBOSC","FACILITIES",1,"BOTH",4500,null,6000,null,null,"N44255-17-Z-1234","T/O 5678901234",null,"2017-11-28",null,"2016-11-28","OPERATING",null,null,null,263,"IDENTIV","MX-8C","N/A"]
["XXXX-0089",null,"FIRE ALARM MASS NOTIFICATION CONTROL PANEL",null,"D50 - ELECTRICAL","D5030 - COMMUNICATION AND SECURITY","D5030911 - FIRE ALARM CONTROL PANEL & ALARM SYSTEM","WHIDBE-1234",10901,"NSBOSC","FACILITIES",2,"BOTH",6000,null,8000,null,null,"N44255-17-Z-1234","T/O 5678901234",null,"2017-07-11",null,"2016-07-11","OPERATING",null,null,null,123,"TYCO","4100-9114"]
["XXXX-0090",null,"PRE-ACTION/AFFF CONTROL PANEL",null,"D50 - ELECTRICAL","D5030 - COMMUNICATION AND SECURITY","D5030911 - FIRE ALARM CONTROL PANEL & ALARM SYSTEM","WHIDBE-1234",10901,"NSBOSC","FACILITIES",1,"BOTH",6000,null,8000,null,null,"N44255-17-Z-1234","T/O 5678901234",null,"2017-07-11",null,"2016-07-11","OPERATING",null,null,null,123,"TYCO","4010-9402BA"]
["XXXX-0091",null,"MONACO TRANSCEIVER",null,"D50 - ELECTRICAL","D5030 - COMMUNICATION AND SECURITY","D5030911 - FIRE ALARM CONTROL PANEL & ALARM SYSTEM","WHIDBE-1234",10901,"NSBOSC","FACILITIES",2,"BOTH",900,null,1200,null,null,"N44255-17-Z-1234","T/O 5678901234",null,"2017-07-11",null,"2016-07-11","OPERATING",null,null,null,123,"COOPER/MONACO","227-245-BT2-8"]
["XXXX-0092",null,"PULL STATION",null,"D50 - ELECTRICAL","D5030 - COMMUNICATION AND SECURITY","D5030911 - FIRE ALARM CONTROL PANEL & ALARM SYSTEM","WHIDBE-1234",10901,"NSBOSC","FACILITIES",6,"BOTH",93.75,null,125,null,null,"N44255-17-Z-1234","T/O 5678901234",null,"2017-11-28",null,"2016-11-28","OPERATING",null,null,null,"VARIOUS","SIMPLEX","4099-9004"]
["XXXX-0093",null,"COMBINATION HORN/STROBE DEVICE, WALL MT, CLEAR STROBE, ALERT",null,"D50 - ELECTRICAL","D5030 - COMMUNICATION AND SECURITY","D5030911 - FIRE ALARM CONTROL PANEL & ALARM SYSTEM","WHIDBE-1234",10901,"NSBOSC","FACILITIES",57,"BOTH",78.75,null,105,null,null,"N44255-17-Z-1234","T/O 5678901234",null,"2017-11-28",null,"2016-11-28","OPERATING",null,null,null,"VARIOUS","SIMPLEX","49VO-WWA-A"]
["XXXX-0094",null,"STROBE DEVICE,  CLEAR STROBE, ALERT",null,"D50 - ELECTRICAL","D5030 - COMMUNICATION AND SECURITY","D5030911 - FIRE ALARM CONTROL PANEL & ALARM SYSTEM","WHIDBE-1234",10901,"NSBOSC","FACILITIES",6,"BOTH",193.5,null,258,null,null,"N44255-17-Z-1234","T/O 5678901234",null,"2017-11-28",null,"2016-11-28","OPERATING",null,null,null,"VARIOUS/COS AREA","SIMPLEX","4906-9207"]
["XXXX-0095",null,"TRUEALERT TEXT MESSAGING DEVICE",null,"D50 - ELECTRICAL","D5030 - COMMUNICATION AND SECURITY","D5030911 - FIRE ALARM CONTROL PANEL & ALARM SYSTEM","WHIDBE-1234",10901,"NSBOSC","FACILITIES",4,"BOTH",135,null,180,null,null,"N44255-17-Z-1234","T/O 5678901234",null,"2017-11-28",null,"2016-11-28","OPERATING",null,null,null,"VARIOUS","TYCO","4907-9001"]
["XXXX-FAT",null,"MONACO TRANSCEIVER",null,"D50 - ELECTRICAL","D5030 - COMMUNICATION AND SECURITY","D5030911 - FIRE ALARM CONTROL PANEL & ALARM SYSTEM","WHIDBE-1234",10901,"NSBOSC","FACILITIES",2,"BOTH",900,null,1200,null,null,"N44255-17-Z-1234","T/O 5678901234",null,"2017-11-28",null,"2016-11-28","OPERATING",null,null,null,"LINESHACK","COOPER/MONACO","227-245-BT2-8"]
["XXXX-0073",null,"150KW, DIESEL GENERATOR","DIESEL FUEL DRIVEN 277/480 VAC 3 PHASE GEN-SET WITH\nDSE-7420 AUTOMATIC CONTROLLER, CB1-300-3-4, SCB-ST2DC, CB1-100-3-4, SCB-ST1DC,\nS-8A, S-13D, S-16A, S-17A, S-20A, S-61, & S-206","D50 - ELECTRICAL","D5090 - OTHER ELECTRICAL SYSTEMS","D5090210 - GENERATORS","WHIDBE-1234",10901,"NSBOSC","FACILITIES",1,"BOTH",1500,null,2000,null,null,"N44255-17-Z-1234","T/O 5678901234",null,"2017-11-28",null,"2016-11-28","OPERATING",null,null,null,263,"MARATHON","SPJD-1550-3-4-1"]
["XXXX-0096",null,"ALUMINUM TIPPED LIGHTNING ARRESTORS, 5/8IN X 12IN",null,"D50 - ELECTRICAL","D5090 - OTHER ELECTRICAL SYSTEMS","D5090902 - LIGHTNING PROTECTION (ARRESTERS)","WHIDBE-1234",10901,"NSBOSC","FACILITIES",13,"BOTH",487.5,null,650,null,null,"N44255-17-Z-1234","T/O 5678901234",null,"2017-11-28",null,"2016-11-28","OPERATING",null,null,null,"VARIOUS","IDENTIV","TS-MIG-RS KPCR"]
["XXXX-0097",null,"COMPRESSED AIR TANK 1, 240 GALLON",null,"E10 - EQUIPMENT","E1090 - OTHER EQUIPMENT","E1090999 - OTHER EQUIPMENT","WHIDBE-1234",10901,"NSBOSC","FACILITIES",1,"BOTH",1759.1999999999998,null,2345.6,null,null,"N44255-17-Z-1234","T/O 5678901234",null,"2017-07-11",null,"2016-07-11","OPERATING",null,null,null,178]
["XXXX-0098",null,"COMPRESSED AIR TANK 2, 240 GALLON",null,"E10 - EQUIPMENT","E1090 - OTHER EQUIPMENT","E1090999 - OTHER EQUIPMENT","WHIDBE-1234",10901,"NSBOSC","FACILITIES",1,"BOTH",1759.1999999999998,null,2345.6,null,null,"N44255-17-Z-1234","T/O 5678901234",null,"2017-07-11",null,"2016-07-11","OPERATING",null,null,null,178]
["XXXX-0099",null,"CATCH BASIN 54\" FOR PARKING LOT DRAIN",null,"G20 - SITE IMPROVEMENTS","G2010 - PAVEMENTS","G201002.02 - DRAINS","WHIDBE-1234",10901,"NSBOSC","UEM-DI",2,"BOTH",705,null,940,null,null,"N44255-17-Z-1234","T/O 5678901234",null,"2017-11-28",null,"2016-11-28","OPERATING",null,null,null,"N/A","Granite Precast","Type 2 - 54\""]
["XXXX-0100",null,"CATCH BASIN 54\" 01,02,03",null,"G20 - SITE IMPROVEMENTS","G2010 - PAVEMENTS","G201002.02 - DRAINS","WHIDBE-1234",10901,"NSBOSC","UEM-DI",3,"BOTH",861,null,1148,null,null,"N44255-17-Z-1234","T/O 5678901234",null,"2017-11-28",null,"2016-11-28","OPERATING",null,null,null,"N/A","Granite PreCast","Type2 - 54\""]
["XXXX-0101",null,"CATCH BASIN 1-C",null,"G20 - SITE IMPROVEMENTS","G2010 - PAVEMENTS","G201002.02 - DRAINS","WHIDBE-1234",10901,"NSBOSC","UEM-DI",3,"BOTH",195,null,260,null,null,"N44255-17-Z-1234","T/O 5678901234",null,"2017-11-28",null,"2016-11-28","OPERATING",null,null,null,"N/A","Granite Precast","Type 1-C"]
["XXXX-0102",null,"FIRE HYDRANT",null,"K10 - Potable Water Utilities","K1020 - Distribution","K1020100 - Service Areas","WHIDBE-1234",10901,"NSBOSC","UEM-DI",4,"BOTH",1456.5,null,1942,null,null,"N44255-17-Z-1234","T/O 5678901234",null,"2017-11-28",null,"2016-11-28","OPERATING",null,null,null,"N/A","American Darling"]
["XXXX-0103",null,"SEWER MANHOLE",null,"K10 - Potable Water Utilities","K1020 - Distribution","K1020100 - Service Areas","WHIDBE-1234",10901,"NSBOSC","UEM-DI",3,"BOTH",780,null,1040,null,null,"N44255-17-Z-1234","T/O 5678901234",null,"2017-11-28",null,"2016-11-28","OPERATING",null,null,null,"N/A","Granite PreCast","Sewer"]
["XXXX-0104",null,"STORM FILTER CATCH BASIN",null,"K10 - Potable Water Utilities","K1020 - Distribution","K1020100 - Service Areas","WHIDBE-1234",10901,"NSBOSC","UEM-DI",1,"BOTH",11601.75,null,15469,null,null,"N44255-17-Z-1234","T/O 5678901234",null,"2017-11-28",null,"2016-11-28","OPERATING",null,null,null,"N/A","Contac"]

{"sheet":"KTR Facility Data File","index":4,"n_rows":8,"n_cols":35,"rows_kept":8,"cut":false,"hidden":false,"merged":[[0,0,0,34]]}
["KTR FACILITY DATA FILE"]
[{"$f":"'Sample Facility Data File'!A2:AF2","v":"Each facility component or piece of equipment will be a new row.  Refer to Model & Facility Data  Matrix tab for guidance on which fields are applicable to specific components & equipment. "}]
["Government required fields have been hidden"]
[1,2,3,4,5,6,7,8,9,10,11,12,13,14,15,16,17,18,19,20,21,22,23,24,25,26,27,28,29,30,31,32,33,34,35]
["AssetNum","Change Date","Description","Long Description","MASTERSYSTEM","SYSTEM","SUBSYSTEM","Building Number","Site ID","Work Center","Asset Type","Asset Quantity","Inventory Category","Purchase Price","Budgeted Cost","Replacement Cost","Meter Group","Belongs To (Parent)","Contract Number","Task/Delivery Order Number","Drawing Reference ID","Warranty Expiration Date","Status Date","Installation Date","Asset Status","CLASSTRUCTUREID","Job Plan Code","Equipment Tag Number","Additional Location Information","Manufacturer","Model","Serial #","Asset Comment","PM Plan","PM Program"]
[{"$f":"'Required Facility Asset Fields '!D3","v":"Asset identification based on local nomenclature standards/processes to uniquely identify assets or equipment (e.g. FAN001, AHU003) KTR should confer with GVT when listing facility components and equipment"},"Provided by GVT","Primary Asset Name (100 Character Limit)","Additional Relevant Information (e.g. size, capacity, limits, etc…) (1000 Character Limit)","Reference values from Model & Facility Data Matrix tab (MASTERSYSTEM)","Reference values from Model & Facility Data Matrix tab (SYSTEM)","Reference values from Model & Facility Data Matrix tab (SUBSYSTEM)","Current Building # in MAXIMO for renovation work.  Will be provided by GVT for new construction","Provided by GVT","Provided by GVT","Provided by GVT","Quantity in correct unit of measure as defined in UOM field of the Model & Facility Data Matrix","Provided by GVT","Material Cost. No commas or dollar $ (e.g. 25000)","Provided by GVT","Installed cost (material and labor) No commas or dollar $ (e.g. 25000)","Provided by GVT","Provided by GVT","Provided by GVT","Provided by GVT","Drawing number from Final Drawing submittal where asset is located (e.g. M-1)","MM/DD/YYYY","LEAVE BLANK","MM/DD/YYYY","Provided by GVT","Provided by GVT","Provided by GVT","Specific Equipment tag number of installed equipment (25 Character limit)","Room number for installed equipment/asset. (250 Character limit)","Manufacturer name of installed equipment","Model number of installed equipment (25 Character limit)","Serial number of installed equipment (25 Character limit)","Additional Relevant Information (100 Character Limit)","Provided by GVT","Provided by GVT"]
["Cell Format Note\nTEXT","Cell Format Note\nMM/DD/YYYY","Cell Format Note\nTEXT","Cell Format Note\nTEXT","Cell Format Note\nTEXT","Cell Format Note\nTEXT","Cell Format Note\nTEXT","Cell Format Note\nTEXT","Cell Format Note\nTEXT","Cell Format Note\nTEXT","Cell Format Note\nNUMBER","Cell Format Note\nTEXT","Cell Format Note\nTEXT","Cell Format Note\nNUMBER","Cell Format Note\nNUMBER","Cell Format Note\nNUMBER","Cell Format Note\nTEXT","Cell Format Note\nTEXT","Cell Format Note\nNUMBER","Cell Format Note\nTEXT","Cell Format Note\nTEXT","Cell Format Note\nMM/DD/YYYY","Cell Format Note\nMM/DD/YYYY","Cell Format Note\nMM/DD/YYYY","Cell Format Note\nTEXT","Cell Format Note\nTEXT","Cell Format Note\nTEXT","Cell Format Note\nTEXT","Cell Format Note\nTEXT","Cell Format Note\nTEXT","Cell Format Note\nTEXT","Cell Format Note\nTEXT","Cell Format Note\nTEXT","Cell Format Note\nTEXT","Cell Format Note\nTEXT"]
["KTR Required: YES","KTR Required: NO","KTR Required: YES","KTR Required: YES","KTR Required: YES","KTR Required: YES","KTR Required: YES","KTR Required: NO","KTR Required: NO","KTR Required: NO","KTR Required: NO","KTR Required: YES","KTR Required: NO","KTR Required: YES","KTR Required: NO","KTR Required: YES","KTR Required: NO","KTR Required: NO","KTR Required: NO","KTR Required: NO","KTR Required: YES","KTR Required: YES","KTR Required: NO","KTR Required: YES","KTR Required: NO","KTR Required: NO","KTR Required: NO","KTR Required: YES","KTR Required: YES","KTR Required: YES","KTR Required: YES","KTR Required: YES","KTR Required: NO","KTR Required: NO","KTR Required: NO"]