{"text_format":"1","workbook":"xlsx","n_sheets":14,"sheets":["Instructions","1. Facility Data","2. Space Data","3. Asset Data","4. Required Assets","5. Required Attributes","6. Required Values","Development","Mappings","App Data","GFEBS EQUIP UPLOAD TEMPLATE","BUILDER-EquipMapper","ePRISMS Room by Room Template","GSA Maximo Uploader Template"],"not_rendered":{"charts":0,"images":1,"macros":1,"external_links":0,"defined_names":30,"comments":1,"pivot_tables":0},"unopened":[],"bounds":{"document_bytes":16777216,"sheet_cells":100000,"rows_first":2000,"rows_last":500,"rows_between":2000,"halvings":0,"cell_chars":16384,"cell_head_chars":4096},"cells_cut":0,"cells_raw":0,"read":"whole","date_system":"1900"}

{"sheet":"Instructions","index":0,"n_rows":136,"n_cols":8,"rows_kept":136,"cut":false,"hidden":false,"merged":[[128,6,128,10],[135,6,135,10],[133,6,133,10],[129,6,129,10],[130,6,130,10],[131,6,131,10],[132,6,132,10],[134,6,134,10],[120,4,120,10],[118,4,118,10],[88,3,88,10],[89,3,89,10],[93,3,93,10],[95,3,95,10],[96,3,96,10],[97,3,97,10],[104,4,104,10],[105,4,105,10],[108,4,108,10],[111,4,111,10],[114,4,114,10],[66,3,66,10],[87,3,87,10],[68,3,68,10],[69,3,69,10],[70,3,70,10],[71,3,71,10],[72,3,72,10],[73,3,73,10],[77,3,77,10],[79,3,79,10],[80,3,80,10],[81,3,81,10],[85,3,85,10],[56,3,56,10],[57,3,57,10],[58,3,58,10],[62,3,62,10],[64,3,64,10],[51,3,51,10],[52,3,52,10],[53,3,53,10],[54,3,54,10],[55,3,55,10],[125,6,125,10],[126,6,126,10],[127,6,127,10],[49,3,49,10],[29,3,29,10],[31,3,31,10],[33,3,33,10],[37,3,37,10],[39,3,39,10],[40,3,40,10],[41,3,41,10],[42,3,42,10],[43,3,43,10],[44,3,44,10],[45,3,45,10],[67,3,67,10]]}
[]
[]
[null,null,{"$f":"'App Data'!B4","v":" USACE Facility Data Workbook (FDW) - Version 1.8"}]
[null,null,{"$f":"'App Data'!B3","v":"INSTRUCTIONS"}]
[]
[null,null,null,"QUICKSTART",null,null,null,"DATA SUMMARY"]
[]
[null,null,null,"❶  Enter Data In \"1. Facility Data\"",null,null,null,{"$f":"\"Spaces: \"&COUNTA(table.SpaceData[Space Designation]) & \", Space Types: \" & IF(COUNTA(table.SpaceData[Space Designation])=0,0,CountUnique(table.SpaceData[* Space Classification]))","v":"Spaces: 0, Space Types: 0"}]
[]
[null,null,null,"❷  Enter data in \"2. Space Data\"",null,null,null,{"$f":"\"Assets: \"&COUNTA(table.AssetData[Asset Designation]) & \", Asset Types: \" & IF( COUNTA(table.AssetData[Asset Designation])=0,0,CountUnique(table.AssetData[* Product Classification]))","v":"Assets: 0, Asset Types: 0"}]
[]
[null,null,null,"❸  Enter data in \"3. Asset Data\"",null,null,null,{"$f":"\"Levels: \" & IF(COUNTA(table.SpaceData[Space Designation])=0,0,CountUnique(table.SpaceData[Level Designation]))","v":"Levels: 0"}]
[]
[]
[null,null,null,"TABLE OF CONTENTS"]
[]
[null,null,null,"⓿ Introduction",null,null,null,"❺ Required Attributes"]
[]
[null,null,null,"❶ Facility Data",null,null,null,"❻ Required Values"]
[]
[null,null,null,"❷ Space Data",null,null,null,"❼ Support Information"]
[null,null,null,null,null,null,null,"7.1 - Frequently Asked Questions (FAQs)"]
[null,null,null,"❸ Asset Data",null,null,null,"7.2 - References"]
[null,null,null,null,null,null,null,"7.3 - Change History"]
[null,null,null,"❹ Required Assets"]
[]
[]
[null,null,null,"⓿ INTRODUCTION"]
[]
[null,null,null,"The USACE Facility Data Workbook (FDW) serves as the primary container for electronic Facility Data on USACE projects. The data collected in these spreadsheets is similar to the data required by traditional hardcopy design drawings and O&M Manuals, but it is organized in a manner that allows for use by an array of electronic databases and systems of record. "]
[]
[null,null,null,"The FDW is supplemented by electronic copies of the project Record Drawings and electronic copies of all project O&M manuals - referred to as the Facility Document Set (FDS). Data requirements for scope, content, organization, and format are contained in the FDW template and project specification 01 78 24.00 10 \"FACILITY DATA REQUIREMENTS.\""]
[]
[null,null,null,"Additional information and references regarding USACE Facility Data requirements and initiatives can be found in Section 7, \"SUPPORT INFORMATION.\""]
[]
[null,null,null,"❶ FACILITY DATA"]
[]
[null,null,null,"In contrast to the generic usage of \"Facility Data\" used throughout this template and associated documentation, the \"Facility Data\" sheet requires basic administrative and project data for reference by FDW users and databases. Content and formatting requirements for data placed in cells on this sheet can be found in sheet 5 \"Required Attributes.\" "]
[]
[null,null,null,"Quality Metrics:"]
[null,null,null,"● Complete the \"Facility Data\" sheet first. "]
[null,null,null,"● Provide data for only one facility per FDW document. If a project contains multiple facilities, create two or more separate FDW documents."]
[null,null,null,"● Only input data into the blue or shaded cells."]
[null,null,null,"● Do not add or remove columns or rows in this sheet."]
[null,null,null,"● Data may be copied from other cells if necessary. "]
[null,null,null,"● A completed FDW shall contain no blank rows, colums, or data points within the defined data range(s). The \"Facility Data\" sheet, specifically, must be completed in full with appropriate data. No \"N/A\" or \"null\" data points shall be provided in this sheet. Note: if contract is for design-only \"TBD\" is acceptable for \"Construction Contractor\"."]
[]
[null,null,null,"❷ SPACE DATA"]
[]
[null,null,null,"The \"Space Data\" sheet requires insertion of basic space information for the facility. The data in this sheet is used to link individual facility assets to their location(s). Use project drawings, specifications, Designer of Record, and Contracting Officer input to provide a comprehensive list of spaces for the facility. Content and format requirements for data placed in cells on this sheet can be found in sheet 5 \"Required Attributes.\" sheet 6 \"Required Values\" contains picklist data for space datapoints that must be selected from a list of values."]
[]
[null,null,null,"Quality Metrics:"]
[null,null,null,"● Complete this sheet prior to completion of the \"Asset Data\" sheet. Data in the \"Space Data\" sheet serves as a basis for individual attribute picklists in the \"Asset Data\" sheet."]
[null,null,null,"● Only input data into the blue or shaded cells."]
[null,null,null,"● Use column filters to sort and filter data as required. Attribute data must correspond horizontally in reference to its associated space."]
[null,null,null,"● Insert, add, or remove rows as necessary within the defined (colored) data range. Do not insert, add, remove or modify any columns within the defined data range. "]
[null,null,null,"● Data may be copied from other cells if necessary. Do not include blank rows anywhere in the document. A completed FDW shall contain no blank rows, columns, or data points within the defined data range(s)."]
[null,null,null,"● Use of formulas and references (from within the FDW file itself) are acceptable methods for compiling space and space attribute data."]
[null,null,null,"● If a cell contains a picklist, select the cell value from that picklist whenever possible. Do not deviate from picklist values unless approved by the Government. If approved, the picklist may be overridden by compiling the data in a \"non-picklist-formatted\" cell and copy/pasting the data into the \"picklist-formatted\" cell."]
[]
[null,null,null,"❸ ASSET DATA"]
[]
[null,null,null,"The \"Asset Data\" sheet requires compilation of all facility assets and associated attributes defined in sheet 4 \"Required Assets\" and sheet 5 \"Required Attributes,\" respectively. Sheet 6 \"Required Values\" contains picklist data for any attribute datapoints that are limited to a pre-defined list of values."]
[]
[null,null,null,"\"Sub-Component\" assets that are an integral and functional part of another listed \"Component\" (e.g. An electric motor that serves as an integral internal component of an air-handling unit) need not be duplicated or listed separately as its own individual asset."]
[]
[null,null,null,"Quality Metrics:"]
[null,null,null,"● Complete this sheet after the \"Space Data\" sheet has been populated. Contents of the \"Space Data\" sheet serve as a basis for individual attribute picklists in the \"Asset Data\" sheet."]
[null,null,null,"● Only input data into the blue or shaded cells."]
[null,null,null,"● There is no required order for the vertical organization of assets. Use column filters to sort and filter data as required. Attribute data must correspond horizontally in reference to its associated asset."]
[null,null,null,"● Insert, add, or remove rows as necessary within the defined (colored) data range. Do not insert, add, remove or modify any columns within the defined data range. "]
[null,null,null,"● Data may be copied from other cells if necessary. Do not include blank rows anywhere in the document. A completed FDW shall contain no blank rows, columns, or data points within the defined data range(s)."]
[null,null,null,"● Use of formulas and references (from within the FDW file itself) are acceptable methods for compiling space and space attribute data."]
[null,null,null,"● If a cell is tied to a picklist, select the cell value from that picklist whenever possible. Do not deviate from picklist values unless approved by the Government. If approved, the picklist may be overridden by compiling the data in a \"non-picklist-formatted\" cell and copy/pasting the data into the \"picklist-formatted\" cell."]
[]
[null,null,null,"❹  REQUIRED ASSETS"]
[]
[null,null,null,"The \"Required Assets\" sheet describes the individual asset types that are required to be compiled to this FDW. Assets are grouped by CSI Masterformat 2014 (Omniclass Table 22) and generally correspond to Unified Facilities Guide Specifications (UFGSs) associated with those work results. This sheet requires no data input."]
[]
[null,null,null,"Quality Metrics:"]
[null,null,null,"● If an asset type as described in sheet 4 \"Required Assets\" does not occur on a project, no data or placeholder values shall be populated to the FDW regarding that asset type. The asset type may be ignored."]
[null,null,null,"● The asset list is organized by CSI Masterformat 2014 for organizational and reference reasons. Populate the FDW with all assets as described in the list if they occur in the facility - regardless of whether the contract documentation (drawings, specs) aligns with the numbered reference."]
[]
[null,null,null,"❺  REQUIRED ATTRIBUTES"]
[]
[null,null,null,"The \"Required Attributes\" sheet describes the content and format requirements associated with each facility, space, or asset attribute found in the FDW. Within this sheet, attributes are assigned a reference ID and grouped according to their location in the FDW (facility, space, or asset data). These tables contain attribute defintions, formatting requirements, and at least one example data point complying with the definition. This sheet requires no data input."]
[]
[null,null,null,"Quality Metrics:"]
[null,null,null,"● If attribute data cannot be identified for an individual space or asset, do not leave that cell blank. Populate that cell with \"N/A\" (not applicable) or \"null\" identifier as approved by the Government. A completed FDW shall contain no blank rows, columns, or data points within the defined data range(s)."]
[null,null,null,"● The \"Submittal\" column of this sheet describes the relative contract submittal at which an individual attribute is expected to be populated. See specification 01 78 24.00 10 \"FACILITY DATA REQUIREMENTS\" for more information regarding \"Design\", \"Construction Progress\" and \"Construction Final\" FDW submittals. All data provided for each submittal will be verified for its accuracy and completeness."]
[]
[null,null,null,"❻  REQUIRED VALUES"]
[]
[null,null,null,"The \"Required Values\" sheet contains picklist data associated with attributes contained within the FDW. Each picklist is labeled with the attribute that it is intended to populate."]
[]
[null,null,null,"Quality Metrics:"]
[null,null,null,"● No data shall be populated to this sheet as it is exclusively used to define picklist values associated with sheets 2 and 3 of the FDW."]
[null,null,null,"● Do not deviate from picklist values unless approved by the Government. If approved, do not add the approved deviation to the picklists found in sheet 6. The picklist may be overridden (in the appropriate data sheet) by compiling the data in a \"non-picklist-formatted\" cell and copy/pasting the data into the \"picklist-formatted\" cell. No amendments to the picklist values found in sheet 6 are required or allowed."]
[]
[null,null,null,"❼  SUPPORT INFORMATION"]
[]
[null,null,null,"7.1 Frequently Asked Questions (FAQs)"]
[]
[null,null,null,"Question:","This seems like a lot of work. Why does the Corps need this?"]
[null,null,null,"Answer:","USACE serves a variety of stakeholders, each with their own complex missions and individual project needs. While USACE primarily provides design and construction services, it recognizes that many of its stakeholders incur the majority of their costs during the Operations and Maintenance portion of a facility lifecycle. These Facility Data requirements help in collecting Facility Data that many of our customers already track via electronic means. Completing this workbook will allow the stakeholder to \"pre-populate\" their databases and systems of record with critical facility information at project turnover."]
[null,null,null,null,"Prior to completing this FDW, ensure that your project contract documents require these deliverables. Projects that do not require these deliverables may accept these items as supplements or replacements to hardcopy equivalents, but those terms will need to be negotiated with the appropriate personnel on a project-by-project basis."]
[]
[null,null,null,"Question:","Can I use BIM to populate this spreadsheet?"]
[null,null,null,"Answer:","At this point in time, population of the spreadsheet via BIM is neither prohibited nor required. There are clear benefits in compiling this data via BIM, but many of the logistical and organizational challenges associated with that task have not been fully investigated by USACE at this time. A project team deciding to use BIM to populate this spreadsheet should document this decision in their FDPxP. All content and data integrity requirements must be met regardless of the means and methods of data compilation and/or input."]
[]
[null,null,null,"Question:","Why are many of the columns in the spreadsheet locked and the values not editable?"]
[null,null,null,"Answer:","Upon completion and turnover of the workbook, this data is delivered to support various stakeholder databases. Content and formatting requirements are set and sometimes \"locked\" to protect the integrity of the data as it is imported to these other databases."]
[]
[null,null,null,"Question:","Who do I contact with questions?"]
[null,null,null,"Answer:","For Project-specific issues, please contact your Contracting Officer (KO), Contracting Officer's Representative (COR), or USACE Project Manager (PM). For general questions about the contract language, Facility Data Workbook template, or general Facility Data requirements, please contact Van Woods (Van.Woods@usace.army.mil)."]
[]
[null,null,null,"7.2 References"]
[]
[null,null,null,null,"Specification 01 78 24.00 10 \"FACILITY DATA REQUIREMENTS.\" If completion of this FDW is required by your Project, see this section in your Contract specifications for the contractually binding requirements for your Project. For an un-edited UFGS specification, refer to the Whole Building Design Guide website at http://www.wbdg.org."]
[]
[null,null,null,null,"USACE CAD/BIM Technology Center Website. https://cadbimcenter.erdc.dren.mil/ This website contains the most current version of the FDW template along with any additional resources available for the completion of this Contract Requirement."]
[]
[null,null,null,"7.3 Change History"]
[]
[null,null,null,null,"Date","Version","Description of Changes"]
[null,null,null,null,"2020-03-05","v1.8","Corrected problem with row insertion and deletion on Space Data and Asset Data sheets.."]
[null,null,null,null,"2018-07-02","v1.7","Implemented BUILDER export, Quick Search for searching long picklists quickly, and SpecsIntact Table of Content picklist importer."]
[null,null,null,null,"2017-09-05","v1.5","Fixed row insertion problem and performed minor cleanup."]
[null,null,null,null,"2017-02-06","v1.2","Added design phase requirements. Modified Product Classification to utilize OmniClass Table 23. Fixed some bugs and performed minor cleanup."]
[null,null,null,null,"2016-08-08","v1.1","Inserted \"Design Agent\" column to sheet 1 (NOTE: Format changed). Changed data fields to be left justified and fixed minor typos and links."]
[null,null,null,null,"2016-07-06","v1.0","Initial Public Release"]
[null,null,null,null,"2016-05-09","v0.6","Fixed Space Classification picklist in sheet 6."]
[null,null,null,null,"2015-11-17","v0.5.51","Fixed export crash and About menu."]
[null,null,null,null,"2015-09-30","v0.5","Revised \"Instructions\" sheet"]
[null,null,null,null,"2015-09-17","v0.4","Added \"Instructions\" sheet"]
[null,null,null,null,"2015-08-13","v0.3 ","Initial Release"]

{"sheet":"1. Facility Data","index":1,"n_rows":12,"n_cols":15,"rows_kept":12,"cut":false,"hidden":false,"merged":[]}
[]
[]
[null,null,{"$f":"'App Data'!$B$4","v":" USACE Facility Data Workbook (FDW) - Version 1.8"}]
[null,null,{"$f":"'App Data'!$B$5","v":"FACILITY DATA"}]
[null,null,"Project Designation","Project Description","Design Agent","Construction Contractor","Facility Designation","Facility Description"]
[null,null,{"$f":"\"Data Standards: \"&'5. Required Attributes'!$E8","v":"Data Standards: Use USACE Project Number (PN) prior to contract award and Contract Number (in construction drawings) after contract award. Only one row permitted. Project Designation must be unique."},{"$f":"'5. Required Attributes'!$E9","v":"Project description such as the DD1391 or contract project title."},{"$f":"'5. Required Attributes'!$E10","v":"Prime design organization of record."},{"$f":"'5. Required Attributes'!$E11","v":"Prime contractor organization as indicated on the award letter."},{"$f":"'5. Required Attributes'!$E12","v":"Facility Real Property Unique Identifier (RPUID). Only one facility permitted per workbook. Facility Designation must be unique."},{"$f":"'5. Required Attributes'!$E13","v":"Facility building number. May be from building signage or building address depending upon installation standards."}]
[null,null,{"$f":"\"Example(s)\"&'5. Required Attributes'!F8","v":"Example(s)PN72968\nW9128F-14-C-0031"},{"$f":"'5. Required Attributes'!$F9","v":"Battalion Headquarters"},{"$f":"'5. Required Attributes'!$F10","v":"XYZ Architects and Engineers, Inc"},{"$f":"'5. Required Attributes'!$F11","v":"ABC Contractor, Inc"},{"$f":"'5. Required Attributes'!$F12","v":"1279765"},{"$f":"'5. Required Attributes'!$F13","v":1280}]
[null,null,{"$f":"\"Initial Submittal Stage: \"&'5. Required Attributes'!G8","v":"Initial Submittal Stage: Design / Construction Progress"},{"$f":"'5. Required Attributes'!$G9","v":"Design / Construction Progress"},{"$f":"'5. Required Attributes'!$G10","v":"Design / Construction Progress"},{"$f":"'5. Required Attributes'!$G11","v":"Construction Progress"},{"$f":"'5. Required Attributes'!$G12","v":"Construction Progress"},{"$f":"'5. Required Attributes'!$G13","v":"Construction Progress"}]
[null,null,"Project Designation","Project Description","Design Agent","Construction Contractor","Facility RPUID","Facility Building Number","ExternalSystem","ExternalProjectObject","ExternalProjectIdentifier","ExternalSiteObject","ExternalSiteIdentifier","ExternalFacilityObject","ExternalFacilityIdentifier"]
[]
[]
[null,null,"** NOTE: Only one facility per workbook file. See the appropriate contract specification for facilities defined by the Project."]

{"sheet":"2. Space Data","index":2,"n_rows":9,"n_cols":8,"rows_kept":9,"cut":false,"hidden":false,"merged":[]}
[]
[]
[null,null,{"$f":"'App Data'!$B$4","v":" USACE Facility Data Workbook (FDW) - Version 1.8"}]
[null,null,{"$f":"'App Data'!$B$6","v":"SPACE DATA"}]
[null,null,"Space Designation","Space Description","* Space Classification","Space Signage","Level Designation","* Level Classification"]
[null,null,{"$f":"\"Data Standard: \"&'5. Required Attributes'!E18","v":"Data Standard: Room designation as it appears on the construction documents. All spaces in the facility must be included whether an asset is present or not. Space Designation must be unique."},{"$f":"'5. Required Attributes'!$E19","v":"Description of space found on signage and/or construction documents."},{"$f":"'5. Required Attributes'!$E20","v":"A standardized classification for the function of the space."},{"$f":"'5. Required Attributes'!$E21","v":"Designation found on space signage."},{"$f":"'5. Required Attributes'!$E22","v":"Floor number found on construction documents. Naming standard should be provided and agreed upon in the O&M FD PxP."},{"$f":"'5. Required Attributes'!$E23","v":"A standardized classification of the type of level."}]
[null,null,{"$f":"\"Example(s): \"&'5. Required Attributes'!F18","v":"Example(s): N326"},{"$f":"'5. Required Attributes'!$F19","v":"Mechanical Room"},{"$f":"'5. Required Attributes'!$F20","v":"13 81 21 17 00: Mechanical Room"},{"$f":"'5. Required Attributes'!$F21","v":"326 - Mechanical Room"},{"$f":"'5. Required Attributes'!$F22","v":"03 - Third Floor"},{"$f":"'5. Required Attributes'!$F23","v":"Floor"}]
[null,null,{"$f":"\"Initial Submittal Stage: \"&'5. Required Attributes'!G18","v":"Initial Submittal Stage: Design / Construction Progress"},{"$f":"'5. Required Attributes'!$G19","v":"Design / Construction Progress"},{"$f":"'5. Required Attributes'!$G20","v":"Design / Construction Progress"},{"$f":"'5. Required Attributes'!$G21","v":"Design / Construction Progress"},{"$f":"'5. Required Attributes'!$G22","v":"Design / Construction Progress"},{"$f":"'5. Required Attributes'!$G23","v":"Design / Construction Progress"}]
[null,null,"Space Designation","Space Description","* Space Classification","Space Signage","Level Designation","* Level Classification"]

{"sheet":"3. Asset Data","index":3,"n_rows":9,"n_cols":20,"rows_kept":9,"cut":false,"hidden":false,"merged":[]}
[]
[]
[null,null,{"$f":"'App Data'!$B$4","v":" USACE Facility Data Workbook (FDW) - Version 1.8"}]
[null,null,{"$f":"'App Data'!$B$7","v":"ASSET DATA"}]
[null,null,"Asset Designation","Asset Description","* Space Designation","Spec Reference","* Product Classification","* BUILDER Section Designation","System Designation","* System Classification","Tag Number","Manufacturer","Manufacturer Model Number","Serial Number","Manufacturer Email","Installation Date","Warranty Start Date","Warranty Duration","Warranty Description","* Warranty Priority Code"]
[null,null,{"$f":"\"Data Standards: \"&'5. Required Attributes'!$E28","v":"Data Standards: Unique name for each asset to match name/mark in construction documents. Note: If multiple instances of the same asset designation exist, add a unique sequence number such as 1 and 2.  If Asset Designation is not available on construction documents, use Asset Abbreviation provided, followed by a dash and sequence number (i.e. P-10 for a pump)."},{"$f":"'5. Required Attributes'!$E29","v":"Common language description of asset."},{"$f":"'5. Required Attributes'!$E30","v":"Designation of space from which the asset is accessed and maintained.  Select from Space Designations from the Space Data."},{"$f":"'5. Required Attributes'!$E31","v":"Project-specific Unified Facility Guide Specification (UFGS) section for the asset. Click the \"Import\" button and select \"SpecsIntact Table of Contents\" to import a project-specific picklist."},{"$f":"'5. Required Attributes'!$E32","v":"Category of the asset. Select most specific applicable category."},{"$f":"'5. Required Attributes'!$E33","v":"Designation of system section. Select most appropriate value from the picklist."},{"$f":"'5. Required Attributes'!$E34","v":"System Type / Discipline. Select most appropriate system designation such as Conveying, Plumbing, HVAC, Fire Protection, Electrical, etc."},{"$f":"'5. Required Attributes'!$E35","v":"Category of the system. Select the most specific applicable category."},{"$f":"'5. Required Attributes'!$E36","v":"Tag Designation / Barcode physically attached to the asset. "},{"$f":"'5. Required Attributes'!$E37","v":"Manufacturer as it appears on the nameplate."},{"$f":"'5. Required Attributes'!$E38","v":"Manufacturer provided model number as found on installed equipment nameplate."},{"$f":"'5. Required Attributes'!$E39","v":"Manufacturer provided serial number as found on installed equipment nameplate."},{"$f":"'5. Required Attributes'!$E40","v":"Email address for technical point of contact for asset."},{"$f":"'5. Required Attributes'!$E41","v":"Date on which the asset was installed. Format is YYYY/MM/DD."},{"$f":"'5. Required Attributes'!$E42","v":"Date on which the asset warranty begins. Format is YYYY/MM/DD."},{"$f":"'5. Required Attributes'!$E43","v":"Duration of asset warranty in months. "},{"$f":"'5. Required Attributes'!$E44","v":"Description of warranty."},{"$f":"'5. Required Attributes'!$E45","v":"Warranty priority code as defined in UFGS 01 78 00 section 1.7.4 (Code 1, Code 2, and Code 3)."}]
[null,null,{"$f":"\"Example(s): \"&'5. Required Attributes'!$F28","v":"Example(s): AHU-1\nHVACEQPT-3"},{"$f":"'5. Required Attributes'!$F29","v":"Air Handling Unit\nAir Source Heat Pump"},{"$f":"'5. Required Attributes'!$F30","v":"N326\nS127"},{"$f":"'5. Required Attributes'!$F31","v":"23 73 13.00 40: Modular Indoor Central-Station Air-Handling Units"},{"$f":"'5. Required Attributes'!$F32","v":"23-33 25 11 11: Built Up Indoor Air Handling Units\n23-33 17 11 11: Air Source Packaged Heat Pumps"},{"$f":"'5. Required Attributes'!$F33","v":"D304008: HVAC, DISTRIBUTION SYSTEMS, AIR HANDLING UNITS - Field Fabricated -  75000 CFM, VAV"},{"$f":"'5. Required Attributes'!$F34","v":"HVAC"},{"$f":"'5. Required Attributes'!$F35","v":"21-04 30 00: Heating, Ventilation, and Air Conditioning (HVAC)"},{"$f":"'5. Required Attributes'!$F36","v":"3D-219V"},{"$f":"'5. Required Attributes'!$F37","v":"Example Manufacturing"},{"$f":"'5. Required Attributes'!$F38","v":"CLCH-PRC022-EN"},{"$f":"'5. Required Attributes'!$F39","v":"SO17762-01"},{"$f":"'5. Required Attributes'!$F40","v":"info@company.com"},{"$f":"'5. Required Attributes'!$F41","v":42292},{"$f":"'5. Required Attributes'!$F42","v":42292},{"$f":"'5. Required Attributes'!$F43","v":12},{"$f":"'5. Required Attributes'!$F44","v":"Manufacturer's comprehensive no dollar limit total system warranty."},{"$f":"'5. Required Attributes'!$F45","v":"Code 1"}]
[null,null,{"$f":"\"Initial Submittal Stage: \"&'5. Required Attributes'!$G28","v":"Initial Submittal Stage: Design / Construction Progress"},{"$f":"'5. Required Attributes'!$G29","v":"Design / Construction Progress"},{"$f":"'5. Required Attributes'!$G30","v":"Design / Construction Progress"},{"$f":"'5. Required Attributes'!$G31","v":"Design / Construction Progress"},{"$f":"'5. Required Attributes'!$G32","v":"Design / Construction Progress"},{"$f":"'5. Required Attributes'!$G33","v":"Design / Construction Progress"},{"$f":"'5. Required Attributes'!$G34","v":"Design / Construction Progress"},{"$f":"'5. Required Attributes'!$G35","v":"Design / Construction Progress"},{"$f":"'5. Required Attributes'!$G36","v":"Construction Final"},{"$f":"'5. Required Attributes'!$G37","v":"Construction Final"},{"$f":"'5. Required Attributes'!$G38","v":"Construction Final"},{"$f":"'5. Required Attributes'!$G39","v":"Construction Final"},{"$f":"'5. Required Attributes'!$G40","v":"Construction Final"},{"$f":"'5. Required Attributes'!$G41","v":"Construction Final"},{"$f":"'5. Required Attributes'!$G42","v":"Construction Final"},{"$f":"'5. Required Attributes'!$G43","v":"Construction Final"},{"$f":"'5. Required Attributes'!$G44","v":"Construction Final"},{"$f":"'5. Required Attributes'!$G45","v":"Construction Final"}]
[null,null,"Asset Designation","Asset Description","* Space Designation","* Spec Reference","* Product Classification","* BUILDER Section Designation","System Designation","* System Classification","Tag Number","Manufacturer","Manufacturer Model Number","Serial Number","Manufacturer Email","Installation Date","Warranty Start Date","Warranty Duration","Warranty Description","* Warranty Priority Code"]

{"sheet":"4. Required Assets","index":4,"n_rows":73,"n_cols":4,"rows_kept":73,"cut":false,"hidden":false,"merged":[[4,2,4,4]]}
[]
[]
[null,null,{"$f":"'App Data'!$B$4","v":" USACE Facility Data Workbook (FDW) - Version 1.8"}]
[null,null,{"$f":"'App Data'!$B$8","v":"REQUIRED ASSETS"}]
[null,null,"The required assets below represent the minimum, baseline items that shall be populated in the FDW.  See the project specifications associated with this deliverable (usually UFGS 01 78 24.00 10 FACILITY DATA REQUIREMENTS) for additional requirements and any additional asset types that are to be included in the FDW."]
[]
[null,null,"UFGS Division","Product Name"]
[null,null,"Division 14 - Conveying Equipment"]
[null,null,null,"Elevators"]
[]
[null,null,"Division 21 - Fire Suppression"]
[null,null,null,"Fire Pumps"]
[]
[null,null,"Division 22 - Plumbing"]
[null,null,null,"Domestic Water Pumps"]
[null,null,null,"Backwater Valves"]
[null,null,null,"Sanitary Sewerage Pumps"]
[null,null,null,"Facility Packaged Sewage Pumping Stations"]
[null,null,null,"Sump Pumps"]
[null,null,null,"General Service Packaged Air Compressors and Receivers"]
[null,null,null,"Electric Domestic Water Heaters"]
[null,null,null,"Fuel-Fired Domestic Water Heaters"]
[null,null,null,"Domestic Water Heat Exchangers"]
[]
[null,null,"Division 23 - Heating, Ventilating, and Air-Conditioning (HVAC)"]
[null,null,null,"Facility Fuel Pumps"]
[null,null,null,"Fire Dampers"]
[null,null,null,"Smoke-Control Dampers"]
[null,null,null,"HVAC Fans"]
[null,null,null,"Constant-Air-Volume Units"]
[null,null,null,"Variable-Air-Volume Units"]
[null,null,null,"Ventilation Hoods"]
[null,null,null,"Heating Boilers"]
[null,null,null,"Boiler Feedwater Pumps"]
[null,null,null,"Furnaces"]
[null,null,null,"Fuel-Fired Heaters"]
[null,null,null,"Heat Exchangers for HVAC"]
[null,null,null,"Refrigerant Compressors"]
[null,null,null,"Refrigerant Condensers"]
[null,null,null,"Packaged Water Chillers"]
[null,null,null,"Cooling Towers"]
[null,null,null,"Indoor Central-Station Air-Handling Units"]
[null,null,null,"Packaged Outdoor HVAC Equipment"]
[null,null,null,"Custom-Packaged Outdoor HVAC Equipment"]
[null,null,null,"Evaporative Air-Cooling Equipment"]
[null,null,null,"Decentralized Unitary HVAC Equipment"]
[null,null,null,"Convection Heating and Cooling Units"]
[null,null,null,"Radiant Heating Units"]
[]
[null,null,"UFGS Division","Product Name"]
[null,null,"Division 26 - Electrical"]
[null,null,null,"Medium-Voltage Transformers"]
[null,null,null,"Medium-Voltage Switchgear"]
[null,null,null,"Medium-Voltage Metering"]
[null,null,null,"Low-Voltage Transformers"]
[null,null,null,"Low-Voltage Switchgear"]
[null,null,null,"Switchboards and Panelboards"]
[null,null,null,"Static Uninterruptible Power Supply"]
[]
[null,null,"Division 28 - Electronic Safety and Security"]
[null,null,null,"Fire Detection and Alarm Annunciation Panels and Fire Stations"]
[]
[null,null,"Division 33 - Utilities"]
[null,null,null,"Water Utility Pumping Stations"]
[null,null,null,"Water Supply Wells"]
[null,null,null,"Packaged Utility Lift Stations"]
[null,null,null,"Packaged Utility Wastewater Pumping Stations"]
[null,null,null,"Fuel-Oil Pumps"]
[null,null,null,"Gasoline Pumps"]
[null,null,null,"Diesel Fuel Pumps"]
[null,null,null,"Utility Transformers"]
[null,null,null,"High-Voltage Switchgear and Protection Devices"]
[null,null,null,"Medium-Voltage Utility Switchgear and Protection Devices"]

{"sheet":"5. Required Attributes","index":5,"n_rows":45,"n_cols":7,"rows_kept":45,"cut":false,"hidden":false,"merged":[]}
[]
[]
[null,null,{"$f":"'App Data'!$B$4","v":" USACE Facility Data Workbook (FDW) - Version 1.8"}]
[null,null,{"$f":"'App Data'!$B$9","v":"REQUIRED ATTRIBUTES"}]
[]
[null,null,"Facility Data"]
[null,null,"ID","Attribute","Definition","Example(s)","Submittal"]
[null,null,"F01","Project Designation","Use USACE Project Number (PN) prior to contract award and Contract Number (in construction drawings) after contract award. Only one row permitted. Project Designation must be unique.","PN72968\nW9128F-14-C-0031","Design / Construction Progress"]
[null,null,"F02","Project Description","Project description such as the DD1391 or contract project title.","Battalion Headquarters","Design / Construction Progress"]
[null,null,"F03","Design Agent","Prime design organization of record.","XYZ Architects and Engineers, Inc","Design / Construction Progress"]
[null,null,"F04","Construction Contractor","Prime contractor organization as indicated on the award letter.","ABC Contractor, Inc","Construction Progress"]
[null,null,"F05","Facility RPUID","Facility Real Property Unique Identifier (RPUID). Only one facility permitted per workbook. Facility Designation must be unique.","1279765","Construction Progress"]
[null,null,"F06","Facility Building Number","Facility building number. May be from building signage or building address depending upon installation standards.",1280,"Construction Progress"]
[]
[]
[null,null,"Space Data"]
[null,null,"ID","Attribute","Definition","Example(s)","Submittal"]
[null,null,"S01","Space Designation","Room designation as it appears on the construction documents. All spaces in the facility must be included whether an asset is present or not. Space Designation must be unique.","N326","Design / Construction Progress"]
[null,null,"S02","Space Description","Description of space found on signage and/or construction documents.","Mechanical Room","Design / Construction Progress"]
[null,null,"S03","Space Classification","A standardized classification for the function of the space.","13 81 21 17 00: Mechanical Room","Design / Construction Progress"]
[null,null,"S04","Space Signage","Designation found on space signage.","326 - Mechanical Room","Design / Construction Progress"]
[null,null,"S05","Level Designation","Floor number found on construction documents. Naming standard should be provided and agreed upon in the O&M FD PxP.","03 - Third Floor","Design / Construction Progress"]
[null,null,"S06","Level Classification","A standardized classification of the type of level.","Floor","Design / Construction Progress"]
[]
[]
[null,null,"Asset Data"]
[null,null,"ID","Attribute","Definition","Example(s)","Submittal"]
[null,null,"A01","Asset Designation","Unique name for each asset to match name/mark in construction documents. Note: If multiple instances of the same asset designation exist, add a unique sequence number such as 1 and 2.  If Asset Designation is not available on construction documents, use Asset Abbreviation provided, followed by a dash and sequence number (i.e. P-10 for a pump).","AHU-1\nHVACEQPT-3","Design / Construction Progress"]
[null,null,"A02","Asset Description","Common language description of asset.","Air Handling Unit\nAir Source Heat Pump","Design / Construction Progress"]
[null,null,"A03","Space Designation","Designation of space from which the asset is accessed and maintained.  Select from Space Designations from the Space Data.","N326\nS127","Design / Construction Progress"]
[null,null,"A04","Spec Reference","Project-specific Unified Facility Guide Specification (UFGS) section for the asset. Click the \"Import\" button and select \"SpecsIntact Table of Contents\" to import a project-specific picklist.","23 73 13.00 40: Modular Indoor Central-Station Air-Handling Units","Design / Construction Progress"]
[null,null,"A05","Product Classification","Category of the asset. Select most specific applicable category.","23-33 25 11 11: Built Up Indoor Air Handling Units\n23-33 17 11 11: Air Source Packaged Heat Pumps","Design / Construction Progress"]
[null,null,"A06","BUILDER Section Designation","Designation of system section. Select most appropriate value from the picklist.","D304008: HVAC, DISTRIBUTION SYSTEMS, AIR HANDLING UNITS - Field Fabricated -  75000 CFM, VAV","Design / Construction Progress"]
[null,null,"A07","System Designation","System Type / Discipline. Select most appropriate system designation such as Conveying, Plumbing, HVAC, Fire Protection, Electrical, etc.","HVAC","Design / Construction Progress"]
[null,null,"A08","System Classification","Category of the system. Select the most specific applicable category.","21-04 30 00: Heating, Ventilation, and Air Conditioning (HVAC)","Design / Construction Progress"]
[null,null,"A09","Tag Number","Tag Designation / Barcode physically attached to the asset. ","3D-219V","Construction Final"]
[null,null,"A10","Manufacturer","Manufacturer as it appears on the nameplate.","Example Manufacturing","Construction Final"]
[null,null,"A11","Manufacturer Model Number","Manufacturer provided model number as found on installed equipment nameplate.","CLCH-PRC022-EN","Construction Final"]
[null,null,"A12","Serial Number","Manufacturer provided serial number as found on installed equipment nameplate.","SO17762-01","Construction Final"]
[null,null,"A13","Manufacturer Email","Email address for technical point of contact for asset.","info@company.com","Construction Final"]
[null,null,"A14","Installation Date","Date on which the asset was installed. Format is YYYY/MM/DD.","2015-10-15","Construction Final"]
[null,null,"A15","Warranty Start Date","Date on which the asset warranty begins. Format is YYYY/MM/DD.","2015-10-15","Construction Final"]
[null,null,"A16","Warranty Duration","Duration of asset warranty in months. ",12,"Construction Final"]
[null,null,"A17","Warranty Description","Description of warranty.","Manufacturer's comprehensive no dollar limit total system warranty.","Construction Final"]
[null,null,"A18","Warranty Priority Code","Warranty priority code as defined in UFGS 01 78 00 section 1.7.4 (Code 1, Code 2, and Code 3).","Code 1","Construction Final"]

{"sheet":"6. Required Values","index":6,"n_rows":6653,"n_cols":31,"rows_kept":4500,"cut":true,"hidden":false,"merged":[[4,3,4,7],[4,11,4,14],[4,24,4,26],[2,16,2,20],[4,16,4,22]],"bounds":{"rows_first":2000,"rows_last":500,"rows_between":2000,"halvings":0}}
[]
[null,{"$f":"'App Data'!$B$4","v":" USACE Facility Data Workbook (FDW) - Version 1.8"}]
[null,{"$f":"'App Data'!$B$10","v":"REQUIRED ATTRIBUTE VALUES"}]
[]
[null,"FDW ATTRIBUTE",null,{"$f":"'5. Required Attributes'!$C$20&\": \"&'5. Required Attributes'!$D$20 &\" (OmniClass Table 13 - 2012-05-16)\"","v":"S03: Space Classification (OmniClass Table 13 - 2012-05-16)"},null,null,null,null,null,{"$f":"'5. Required Attributes'!$C$23&\": \"&'5. Required Attributes'!$D$23","v":"S06: Level Classification"},null,{"$f":"'5. Required Attributes'!$C$32&\": \"&'5. Required Attributes'!$D$32 & \" (OmniClass Table 23 - 2012-05-16)\"","v":"A05: Product Classification (OmniClass Table 23 - 2012-05-16)"},null,null,null,null,{"$f":"'5. Required Attributes'!$C$33&\": \"&'5. Required Attributes'!$D$33","v":"A06: BUILDER Section Designation"},null,null,null,null,null,null,null,{"$f":"'5. Required Attributes'!$C$35&\": \"&'5. Required Attributes'!$D$35 & \" (OmniClass Table 21 - 2012-05-16)\"","v":"A08: System Classification (OmniClass Table 21 - 2012-05-16)"},null,null,null,{"$f":"'5. Required Attributes'!$C$45&\": \"&'5. Required Attributes'!$D$45 & \" (UFGS 01 78 00 1.7.4)\"","v":"A18: Warranty Priority Code (UFGS 01 78 00 1.7.4)"},null,"Project-Specific Specification Sections for Tab 3, \"Spec Reference\"  (COL F)"]
[null,null,null,"OmniClass Number","OmniClass Title","Definitions","Display","Synonyms",null,"Level Classification",null,"OmniClass Number","OmniClass Title ","Display","Synonyms",null,"CMC","System (Level II)","Component (Level III)","Component Section (Level IV)","Component Sub-Type (Level V)","Display","Synonyms",null,"OmniClass Number","OmniClass Title","Display",null,"Warranty Code",null,"Project-Specific Specification Sections"]
[null," VALUES",null,"-","-","-","{ LAUNCH QUICK SEARCH TOOL }","-",null,"Site",null,"-","-","{ LAUNCH QUICK SEARCH TOOL }","-",null,"-","-","-","-","-","{ LAUNCH QUICK SEARCH TOOL }","-",null,"21-02 20 00","Exterior Vertical Enclosures",{"$f":"table.SystemClassification[[#This Row],[OmniClass Number]]&\": \"&table.SystemClassification[[#This Row],[OmniClass Title]]","v":"21-02 20 00: Exterior Vertical Enclosures"},null,"Code 1"]
[null,null,null,"13-11 00 00","Space Planning Types","Amounts of space established for development of design scenarios.",{"$f":"table.SpaceClassification[[#This Row],[OmniClass Number]] & \": \" & table.SpaceClassification[[#This Row],[OmniClass Title]]","v":"13-11 00 00: Space Planning Types"},"plumbing, chase, shaft",null,"Basement",null,"23-11 11 11","Retaining Stabilizing Ground Anchors","23-11 11 11: Retaining Stabilizing Ground Anchors",null,null,41000,"A10 FOUNDATIONS","A1010 STANDARD FOUNDATIONS","A101001 WALL FOUNDATIONS","General","A101001: FOUNDATIONS, STANDARD FOUNDATIONS, WALL FOUNDATIONS - General",null,null,"21-03 10 00","Interior Construction",{"$f":"table.SystemClassification[[#This Row],[OmniClass Number]]&\": \"&table.SystemClassification[[#This Row],[OmniClass Title]]","v":"21-03 10 00: Interior Construction"},null,"Code 2"]
[null,null,null,"13-11 11 00","Planned Work Space","Spaces planned to perform a function in support of the occupant business objectives.",{"$f":"table.SpaceClassification[[#This Row],[OmniClass Number]] & \": \" & table.SpaceClassification[[#This Row],[OmniClass Title]]","v":"13-11 11 00: Planned Work Space"},null,null,"Floor",null,"23-11 11 11 11","Retaining Stabilizing Ground Components","23-11 11 11 11: Retaining Stabilizing Ground Components",null,null,42000,"A10 FOUNDATIONS","A1010 STANDARD FOUNDATIONS","A101001 WALL FOUNDATIONS","Other","A101001: FOUNDATIONS, STANDARD FOUNDATIONS, WALL FOUNDATIONS - Other",null,null,"21-04 10 00","Conveying",{"$f":"table.SystemClassification[[#This Row],[OmniClass Number]]&\": \"&table.SystemClassification[[#This Row],[OmniClass Title]]","v":"21-04 10 00: Conveying"},null,"Code 3"]
[null,null,null,"13-11 13 00","Planned Building Service Space","Spaces planned to support the operation of the building enabling the occupants to work in a safe and supportive environment.",{"$f":"table.SpaceClassification[[#This Row],[OmniClass Number]] & \": \" & table.SpaceClassification[[#This Row],[OmniClass Title]]","v":"13-11 13 00: Planned Building Service Space"},null,null,"Mezzanine",null,"23-11 11 11 11 11","Stabilizing Ground Anchor Heads","23-11 11 11 11 11: Stabilizing Ground Anchor Heads",null,null,43000,"A10 FOUNDATIONS","A1010 STANDARD FOUNDATIONS","A101001 WALL FOUNDATIONS","Unknown","A101001: FOUNDATIONS, STANDARD FOUNDATIONS, WALL FOUNDATIONS - Unknown",null,null,"21-04 20 00","Plumbing",{"$f":"table.SystemClassification[[#This Row],[OmniClass Number]]&\": \"&table.SystemClassification[[#This Row],[OmniClass Title]]","v":"21-04 20 00: Plumbing"}]
[null,null,null,"13-11 15 00","Planned Amenity/Support Space","Spaces planned to be provided as a convenience offering occupants support beyond their business driven functional requirements.",{"$f":"table.SpaceClassification[[#This Row],[OmniClass Number]] & \": \" & table.SpaceClassification[[#This Row],[OmniClass Title]]","v":"13-11 15 00: Planned Amenity/Support Space"},null,null,"Plenum/Interstitial",null,"23-11 11 11 11 13","Stabilizing Ground Tendons","23-11 11 11 11 13: Stabilizing Ground Tendons",null,null,30212,"A10 FOUNDATIONS","A1010 STANDARD FOUNDATIONS","A101001 WALL FOUNDATIONS","Foundation Wall","A101001: FOUNDATIONS, STANDARD FOUNDATIONS, WALL FOUNDATIONS - Foundation Wall",null,null,"21-04 30 00","Heating, Ventilation, and Air Conditioning (HVAC)",{"$f":"table.SystemClassification[[#This Row],[OmniClass Number]]&\": \"&table.SystemClassification[[#This Row],[OmniClass Title]]","v":"21-04 30 00: Heating, Ventilation, and Air Conditioning (HVAC)"}]
[null,null,null,"13-11 17 00","Planned Circulation Space","Spaces planned for circulation to provide or control access to and between other spaces within the facility, entry, and egress.",{"$f":"table.SpaceClassification[[#This Row],[OmniClass Number]] & \": \" & table.SpaceClassification[[#This Row],[OmniClass Title]]","v":"13-11 17 00: Planned Circulation Space"},null,null,"Roof",null,"23-11 11 11 13","Stabilizing Ground Grouted Anchors","23-11 11 11 13: Stabilizing Ground Grouted Anchors",null,null,21351,"A10 FOUNDATIONS","A1010 STANDARD FOUNDATIONS","A101001 WALL FOUNDATIONS","Grade Beams","A101001: FOUNDATIONS, STANDARD FOUNDATIONS, WALL FOUNDATIONS - Grade Beams",null,null,"21-04 40 00","Fire Protection",{"$f":"table.SystemClassification[[#This Row],[OmniClass Number]]&\": \"&table.SystemClassification[[#This Row],[OmniClass Title]]","v":"21-04 40 00: Fire Protection"}]
[null,null,null,"13-11 19 00","Planned Parking Space","Spaces planned to be used to circulate and station vehicles.",{"$f":"table.SpaceClassification[[#This Row],[OmniClass Number]] & \": \" & table.SpaceClassification[[#This Row],[OmniClass Title]]","v":"13-11 19 00: Planned Parking Space"},null,null,"Other",null,"23-11 11 11 15","Stabilizing Ground Plate Anchors","23-11 11 11 15: Stabilizing Ground Plate Anchors",null,null,21350,"A10 FOUNDATIONS","A1010 STANDARD FOUNDATIONS","A101001 WALL FOUNDATIONS","Strip Footing","A101001: FOUNDATIONS, STANDARD FOUNDATIONS, WALL FOUNDATIONS - Strip Footing",null,null,"21-04 50 00","Electrical",{"$f":"table.SystemClassification[[#This Row],[OmniClass Number]]&\": \"&table.SystemClassification[[#This Row],[OmniClass Title]]","v":"21-04 50 00: Electrical"}]
[null,null,null,"13-13 00 00","Void Areas","A space inside the building where floor structure might otherwise be expected. The lowest floor of a multi-story void is classified based on the utilization at that level.",{"$f":"table.SpaceClassification[[#This Row],[OmniClass Number]] & \": \" & table.SpaceClassification[[#This Row],[OmniClass Title]]","v":"13-13 00 00: Void Areas"},"shaft",null,null,null,"23-11 11 11 17","Stabilizing Ground Rock Bolts","23-11 11 11 17: Stabilizing Ground Rock Bolts",null,null,41001,"A10 FOUNDATIONS","A1010 STANDARD FOUNDATIONS","A101002 COLUMN FOUNDATIONS & PILE CAPS","General","A101002: FOUNDATIONS, STANDARD FOUNDATIONS, COLUMN FOUNDATIONS & PILE CAPS - General",null,null,"21-05 10 10 10","Vehicle Servicing Equipment",{"$f":"table.SystemClassification[[#This Row],[OmniClass Number]]&\": \"&table.SystemClassification[[#This Row],[OmniClass Title]]","v":"21-05 10 10 10: Vehicle Servicing Equipment"}]
[null,null,null,"13-13 11 00","Light Well","Multi-story, enclosed space in a building, which may have a skylight. Every level of the atrium.",{"$f":"table.SpaceClassification[[#This Row],[OmniClass Number]] & \": \" & table.SpaceClassification[[#This Row],[OmniClass Title]]","v":"13-13 11 00: Light Well"},"lightwell,shaft",null,null,null,"23-11 11 11 19","Stabilizing Ground Rock Anchors","23-11 11 11 19: Stabilizing Ground Rock Anchors",null,null,42001,"A10 FOUNDATIONS","A1010 STANDARD FOUNDATIONS","A101002 COLUMN FOUNDATIONS & PILE CAPS","Other","A101002: FOUNDATIONS, STANDARD FOUNDATIONS, COLUMN FOUNDATIONS & PILE CAPS - Other",null,null,"21-05 10 30 80","Foodservice Equipment",{"$f":"table.SystemClassification[[#This Row],[OmniClass Number]]&\": \"&table.SystemClassification[[#This Row],[OmniClass Title]]","v":"21-05 10 30 80: Foodservice Equipment"}]
[null,null,null,"13-13 13 00","Air Shaft","A vertical (or near vertical) shaft that supplies ventilation to a tunnel or other underground facility.",{"$f":"table.SpaceClassification[[#This Row],[OmniClass Number]] & \": \" & table.SpaceClassification[[#This Row],[OmniClass Title]]","v":"13-13 13 00: Air Shaft"},null,null,null,null,"23-11 11 11 21","Stabilizing Ground Anchor Tiebacks","23-11 11 11 21: Stabilizing Ground Anchor Tiebacks",null,null,43001,"A10 FOUNDATIONS","A1010 STANDARD FOUNDATIONS","A101002 COLUMN FOUNDATIONS & PILE CAPS","Unknown","A101002: FOUNDATIONS, STANDARD FOUNDATIONS, COLUMN FOUNDATIONS & PILE CAPS - Unknown",null,null,"21-07 00 00","Sitework",{"$f":"table.SystemClassification[[#This Row],[OmniClass Number]]&\": \"&table.SystemClassification[[#This Row],[OmniClass Title]]","v":"21-07 00 00: Sitework"}]
[null,null,null,"13-13 15 00","Occupant Void Area","Opening in a floor created for the specific benefit of an occupant.",{"$f":"table.SpaceClassification[[#This Row],[OmniClass Number]] & \": \" & table.SpaceClassification[[#This Row],[OmniClass Title]]","v":"13-13 15 00: Occupant Void Area"},null,null,null,null,"23-11 11 13","Earth Reinforcement Anchors","23-11 11 13: Earth Reinforcement Anchors",null,null,30001,"A10 FOUNDATIONS","A1010 STANDARD FOUNDATIONS","A101002 COLUMN FOUNDATIONS & PILE CAPS","Column Pier","A101002: FOUNDATIONS, STANDARD FOUNDATIONS, COLUMN FOUNDATIONS & PILE CAPS - Column Pier"]
[null,null,null,"13-15 00 00","Wall Spaces","The space taken up by any of various permanent upright constructions having a length much greater than the thickness and presenting a continuous surface except where pierced by doors, windows, etc.: used for shelter, protection, or privacy, or to subdivide interior space, to support floors, roofs, or the like.",{"$f":"table.SpaceClassification[[#This Row],[OmniClass Number]] & \": \" & table.SpaceClassification[[#This Row],[OmniClass Title]]","v":"13-15 00 00: Wall Spaces"},"walls",null,null,null,"23-11 11 13 11","Earth Reinforcement Soil Nails","23-11 11 13 11: Earth Reinforcement Soil Nails",null,null,30002,"A10 FOUNDATIONS","A1010 STANDARD FOUNDATIONS","A101002 COLUMN FOUNDATIONS & PILE CAPS","Column Pier - Concrete","A101002: FOUNDATIONS, STANDARD FOUNDATIONS, COLUMN FOUNDATIONS & PILE CAPS - Column Pier - Concrete"]
[null,null,null,"13-15 11 00","Exterior Wall Space","A structure that creates the separation necessary to enclose a building. (Derived from BOMA definition.)",{"$f":"table.SpaceClassification[[#This Row],[OmniClass Number]] & \": \" & table.SpaceClassification[[#This Row],[OmniClass Title]]","v":"13-15 11 00: Exterior Wall Space"},"walls",null,null,null,"23-11 13 11","Soil Stabilization Products","23-11 13 11: Soil Stabilization Products",null,null,30003,"A10 FOUNDATIONS","A1010 STANDARD FOUNDATIONS","A101002 COLUMN FOUNDATIONS & PILE CAPS","Column Pier - Steel","A101002: FOUNDATIONS, STANDARD FOUNDATIONS, COLUMN FOUNDATIONS & PILE CAPS - Column Pier - Steel"]
[null,null,null,"13-15 13 00","Interior Wall Space","The space of a wall that divides/separates inside spaces only. The wall may be structural or non-structural.",{"$f":"table.SpaceClassification[[#This Row],[OmniClass Number]] & \": \" & table.SpaceClassification[[#This Row],[OmniClass Title]]","v":"13-15 13 00: Interior Wall Space"},"plumbing, chase, shaft",null,null,null,"23-11 13 11 11","Soil Stabilization Injectable Chemicals","23-11 13 11 11: Soil Stabilization Injectable Chemicals",null,null,30004,"A10 FOUNDATIONS","A1010 STANDARD FOUNDATIONS","A101002 COLUMN FOUNDATIONS & PILE CAPS","Column Pier - Wood","A101002: FOUNDATIONS, STANDARD FOUNDATIONS, COLUMN FOUNDATIONS & PILE CAPS - Column Pier - Wood"]
[null,null,null,"13-17 00 00","Encroachment Spaces","The space associated with base building elements that prevent the use of the space for furniture, equipment, circulation, or other occupant function.",{"$f":"table.SpaceClassification[[#This Row],[OmniClass Number]] & \": \" & table.SpaceClassification[[#This Row],[OmniClass Title]]","v":"13-17 00 00: Encroachment Spaces"},null,null,null,null,"23-11 13 11 13","Soil Stabilization Pressure Grouting","23-11 13 11 13: Soil Stabilization Pressure Grouting",null,null,21348,"A10 FOUNDATIONS","A1010 STANDARD FOUNDATIONS","A101002 COLUMN FOUNDATIONS & PILE CAPS","Pile Cap","A101002: FOUNDATIONS, STANDARD FOUNDATIONS, COLUMN FOUNDATIONS & PILE CAPS - Pile Cap"]
[null,null,null,"13-17 11 00","Interior Encroachment","The space associated with a base building element that is located inside the building but not on the outer wall.",{"$f":"table.SpaceClassification[[#This Row],[OmniClass Number]] & \": \" & table.SpaceClassification[[#This Row],[OmniClass Title]]","v":"13-17 11 00: Interior Encroachment"},null,null,null,null,"23-11 13 11 15","Ground Freezing Soil Stabilization","23-11 13 11 15: Ground Freezing Soil Stabilization",null,null,21347,"A10 FOUNDATIONS","A1010 STANDARD FOUNDATIONS","A101002 COLUMN FOUNDATIONS & PILE CAPS","Spread Footing","A101002: FOUNDATIONS, STANDARD FOUNDATIONS, COLUMN FOUNDATIONS & PILE CAPS - Spread Footing"]
[null,null,null,"13-17 13 00","Perimeter Encroachment","The space associated with a base building element that is located on the outer wall.",{"$f":"table.SpaceClassification[[#This Row],[OmniClass Number]] & \": \" & table.SpaceClassification[[#This Row],[OmniClass Title]]","v":"13-17 13 00: Perimeter Encroachment"},null,null,null,null,"23-11 13 11 17","Soil Stabilization Fills","23-11 13 11 17: Soil Stabilization Fills",null,null,41002,"A10 FOUNDATIONS","A1010 STANDARD FOUNDATIONS","A101003 DEWATERING","General","A101003: FOUNDATIONS, STANDARD FOUNDATIONS, DEWATERING - General"]
[null,null,null,"13-21 00 00","Parking Spaces","Spaces used to circulate and station vehicles.",{"$f":"table.SpaceClassification[[#This Row],[OmniClass Number]] & \": \" & table.SpaceClassification[[#This Row],[OmniClass Title]]","v":"13-21 00 00: Parking Spaces"},null,null,null,null,"23-11 13 11 17 11","Soil Stabilization Fill Blocks","23-11 13 11 17 11: Soil Stabilization Fill Blocks",null,null,42002,"A10 FOUNDATIONS","A1010 STANDARD FOUNDATIONS","A101003 DEWATERING","Other","A101003: FOUNDATIONS, STANDARD FOUNDATIONS, DEWATERING - Other"]
[null,null,null,"13-21 11 00","Exterior Parking Spaces","Outdoor area used for transient storage of motor vehicles, not including loading docks, sally ports and building service areas such as enclosed auxiliary lobbies used to enter a building from parking areas.",{"$f":"table.SpaceClassification[[#This Row],[OmniClass Number]] & \": \" & table.SpaceClassification[[#This Row],[OmniClass Title]]","v":"13-21 11 00: Exterior Parking Spaces"},null,null,null,null,"23-11 13 11 17 13","Soil Stabilization Compressible Fill","23-11 13 11 17 13: Soil Stabilization Compressible Fill",null,null,43002,"A10 FOUNDATIONS","A1010 STANDARD FOUNDATIONS","A101003 DEWATERING","Unknown","A101003: FOUNDATIONS, STANDARD FOUNDATIONS, DEWATERING - Unknown"]
[null,null,null,"13-21 11 11","Exterior Parking Circulation","Outdoor space used to circulate vehicles and providing access to parking stalls.",{"$f":"table.SpaceClassification[[#This Row],[OmniClass Number]] & \": \" & table.SpaceClassification[[#This Row],[OmniClass Title]]","v":"13-21 11 11: Exterior Parking Circulation"},"lot",null,null,null,"23-11 13 11 19","Other Soil Stabilizations","23-11 13 11 19: Other Soil Stabilizations",null,null,41003,"A10 FOUNDATIONS","A1010 STANDARD FOUNDATIONS","A101090 OTHER STANDARD FOUNDATIONS","General","A101090: FOUNDATIONS, STANDARD FOUNDATIONS, OTHER STANDARD FOUNDATIONS - General"]
[null,null,null,"13-21 11 13","Exterior Parking Access Control Point","Outdoor parking access control point space such as attendant booth, gate, card reader, or self serve ticket dispenser.",{"$f":"table.SpaceClassification[[#This Row],[OmniClass Number]] & \": \" & table.SpaceClassification[[#This Row],[OmniClass Title]]","v":"13-21 11 13: Exterior Parking Access Control Point"},null,null,null,null,"23-11 13 11 21","Piped Field Drainage","23-11 13 11 21: Piped Field Drainage",null,null,21349,"A10 FOUNDATIONS","A1010 STANDARD FOUNDATIONS","A101090 OTHER STANDARD FOUNDATIONS","Other","A101090: FOUNDATIONS, STANDARD FOUNDATIONS, OTHER STANDARD FOUNDATIONS - Other"]
[null,null,null,"13-21 11 15","Exterior Parking Stall","Outdoor space provided for parking a vehicle (car, truck, bicycles or motorbikes).",{"$f":"table.SpaceClassification[[#This Row],[OmniClass Number]] & \": \" & table.SpaceClassification[[#This Row],[OmniClass Title]]","v":"13-21 11 15: Exterior Parking Stall"},"spot,handicap",null,null,null,"23-11 13 11 21 11","Field Drainage Land Drainage Pipes","23-11 13 11 21 11: Field Drainage Land Drainage Pipes",null,null,43003,"A10 FOUNDATIONS","A1010 STANDARD FOUNDATIONS","A101090 OTHER STANDARD FOUNDATIONS","Unknown","A101090: FOUNDATIONS, STANDARD FOUNDATIONS, OTHER STANDARD FOUNDATIONS - Unknown"]
[null,null,null,"13-21 13 00","Interior Parking Spaces","Totally or partially enclosed space that is normally used to circulate and station vehicles.",{"$f":"table.SpaceClassification[[#This Row],[OmniClass Number]] & \": \" & table.SpaceClassification[[#This Row],[OmniClass Title]]","v":"13-21 13 00: Interior Parking Spaces"},null,null,null,null,"23-11 13 11 23","Field Drainage Blocks","23-11 13 11 23: Field Drainage Blocks",null,null,41004,"A10 FOUNDATIONS","A1020 SPECIAL FOUNDATIONS","A102001 PILE FOUNDATIONS","General","A102001: FOUNDATIONS, SPECIAL FOUNDATIONS, PILE FOUNDATIONS - General"]
[null,null,null,"13-21 13 11","Interior Parking Ramp and Circulation","Interior space including ramps used to circulate vehicles and providing access to parking stalls.",{"$f":"table.SpaceClassification[[#This Row],[OmniClass Number]] & \": \" & table.SpaceClassification[[#This Row],[OmniClass Title]]","v":"13-21 13 11: Interior Parking Ramp and Circulation"},null,null,null,null,"23-11 13 11 25","Field Drainage Geocomposite Drains","23-11 13 11 25: Field Drainage Geocomposite Drains",null,null,42004,"A10 FOUNDATIONS","A1020 SPECIAL FOUNDATIONS","A102001 PILE FOUNDATIONS","Other","A102001: FOUNDATIONS, SPECIAL FOUNDATIONS, PILE FOUNDATIONS - Other"]
[null,null,null,"13-21 13 13","Interior Parking Access Control Point","Interior parking access control point space such as attendant booth, gate, card reader, or self serve ticket dispenser.",{"$f":"table.SpaceClassification[[#This Row],[OmniClass Number]] & \": \" & table.SpaceClassification[[#This Row],[OmniClass Title]]","v":"13-21 13 13: Interior Parking Access Control Point"},null,null,null,null,"23-11 13 11 25 11","Field Drainage Geocomposite Edge Drains","23-11 13 11 25 11: Field Drainage Geocomposite Edge Drains",null,null,43004,"A10 FOUNDATIONS","A1020 SPECIAL FOUNDATIONS","A102001 PILE FOUNDATIONS","Unknown","A102001: FOUNDATIONS, SPECIAL FOUNDATIONS, PILE FOUNDATIONS - Unknown"]
[null,null,null,"13-21 13 15","Interior Parking Stall","Interior space provided for parking a vehicle (car, truck, bicycles or motorbikes).",{"$f":"table.SpaceClassification[[#This Row],[OmniClass Number]] & \": \" & table.SpaceClassification[[#This Row],[OmniClass Title]]","v":"13-21 13 15: Interior Parking Stall"},"spot,handicap",null,null,null,"23-11 13 11 25 13","Field Drainage Geocomposite In Place Wall Drains","23-11 13 11 25 13: Field Drainage Geocomposite In Place Wall Drains",null,null,21357,"A10 FOUNDATIONS","A1020 SPECIAL FOUNDATIONS","A102001 PILE FOUNDATIONS","CIP Concrete","A102001: FOUNDATIONS, SPECIAL FOUNDATIONS, PILE FOUNDATIONS - CIP Concrete"]
[null,null,null,"13-21 13 17","Interior Vehicle Service Space","Interior parking stall and circulation space used to provide vehicle services.",{"$f":"table.SpaceClassification[[#This Row],[OmniClass Number]] & \": \" & table.SpaceClassification[[#This Row],[OmniClass Title]]","v":"13-21 13 17: Interior Vehicle Service Space"},null,null,null,null,"23-11 13 11 27","Geotextile Subsurface Drainage Filtration","23-11 13 11 27: Geotextile Subsurface Drainage Filtration",null,null,21356,"A10 FOUNDATIONS","A1020 SPECIAL FOUNDATIONS","A102001 PILE FOUNDATIONS","PC Concrete","A102001: FOUNDATIONS, SPECIAL FOUNDATIONS, PILE FOUNDATIONS - PC Concrete"]
[null,null,null,"13-23 00 00","Facility Service Spaces","Portion of a building that provides services that enable occupants to work in a building.",{"$f":"table.SpaceClassification[[#This Row],[OmniClass Number]] & \": \" & table.SpaceClassification[[#This Row],[OmniClass Title]]","v":"13-23 00 00: Facility Service Spaces"},null,null,null,null,"23-11 15 11","Sheeting Geosynthetics","23-11 15 11: Sheeting Geosynthetics",null,null,21354,"A10 FOUNDATIONS","A1020 SPECIAL FOUNDATIONS","A102001 PILE FOUNDATIONS","Steel H Section","A102001: FOUNDATIONS, SPECIAL FOUNDATIONS, PILE FOUNDATIONS - Steel H Section"]
[null,null,null,"13-23 11 00","Vertical Penetration","Opening in a floor that serves a building or system distribution function.",{"$f":"table.SpaceClassification[[#This Row],[OmniClass Number]] & \": \" & table.SpaceClassification[[#This Row],[OmniClass Title]]","v":"13-23 11 00: Vertical Penetration"},"utility chase",null,null,null,"23-11 15 11 11","Sheeting Geotextiles","23-11 15 11 11: Sheeting Geotextiles",null,null,21355,"A10 FOUNDATIONS","A1020 SPECIAL FOUNDATIONS","A102001 PILE FOUNDATIONS","Steel Pipe","A102001: FOUNDATIONS, SPECIAL FOUNDATIONS, PILE FOUNDATIONS - Steel Pipe"]
[null,null,null,"13-23 11 11","Mechanical Circulation","Space used by mechanical modes of circulation such as elevators and escalators providing transportation between floors of a structure.",{"$f":"table.SpaceClassification[[#This Row],[OmniClass Number]] & \": \" & table.SpaceClassification[[#This Row],[OmniClass Title]]","v":"13-23 11 11: Mechanical Circulation"},"utility chase,hvac",null,null,null,"23-11 15 11 13","Sheeting Geogrids","23-11 15 11 13: Sheeting Geogrids",null,null,21353,"A10 FOUNDATIONS","A1020 SPECIAL FOUNDATIONS","A102001 PILE FOUNDATIONS","Treated Wood","A102001: FOUNDATIONS, SPECIAL FOUNDATIONS, PILE FOUNDATIONS - Treated Wood"]
[null,null,null,"13-23 11 11 11","Elevator Shaft","An enclosed space extending through one or more stories of a building connecting vertical openings in successive floors, or floors and the roof used to enclose an elevator.",{"$f":"table.SpaceClassification[[#This Row],[OmniClass Number]] & \": \" & table.SpaceClassification[[#This Row],[OmniClass Title]]","v":"13-23 11 11 11: Elevator Shaft"},null,null,null,null,"23-11 15 11 15","Sheeting Geomembranes","23-11 15 11 15: Sheeting Geomembranes",null,null,30214,"A10 FOUNDATIONS","A1020 SPECIAL FOUNDATIONS","A102002 CAISSONS","General","A102002: FOUNDATIONS, SPECIAL FOUNDATIONS, CAISSONS - General"]
[null,null,null,"13-23 11 11 13","Elevator Pit",null,{"$f":"table.SpaceClassification[[#This Row],[OmniClass Number]] & \": \" & table.SpaceClassification[[#This Row],[OmniClass Title]]","v":"13-23 11 11 13: Elevator Pit"},null,null,null,null,"23-11 15 11 17","Sheeting Geocomposites","23-11 15 11 17: Sheeting Geocomposites",null,null,42005,"A10 FOUNDATIONS","A1020 SPECIAL FOUNDATIONS","A102002 CAISSONS","Other","A102002: FOUNDATIONS, SPECIAL FOUNDATIONS, CAISSONS - Other"]
[null,null,null,"13-23 11 11 15","Elevator Cab","Platform or an enclosure raised and lowered in a vertical shaft to transport people or freight.",{"$f":"table.SpaceClassification[[#This Row],[OmniClass Number]] & \": \" & table.SpaceClassification[[#This Row],[OmniClass Title]]","v":"13-23 11 11 15: Elevator Cab"},null,null,null,null,"23-11 15 11 19","Sheeting Mulch Control Netting","23-11 15 11 19: Sheeting Mulch Control Netting",null,null,43005,"A10 FOUNDATIONS","A1020 SPECIAL FOUNDATIONS","A102002 CAISSONS","Unknown","A102002: FOUNDATIONS, SPECIAL FOUNDATIONS, CAISSONS - Unknown"]
[null,null,null,"13-23 11 11 17","Elevator Machine Room","A room to house elevator motors, pumps,  controls or lifting equipment.",{"$f":"table.SpaceClassification[[#This Row],[OmniClass Number]] & \": \" & table.SpaceClassification[[#This Row],[OmniClass Title]]","v":"13-23 11 11 17: Elevator Machine Room"},null,null,null,null,"23-11 15 11 21","Sheeting Synthetic Erosion Controls","23-11 15 11 21: Sheeting Synthetic Erosion Controls",null,null,41006,"A10 FOUNDATIONS","A1020 SPECIAL FOUNDATIONS","A102003 UNDERPINNING","General","A102003: FOUNDATIONS, SPECIAL FOUNDATIONS, UNDERPINNING - General"]
[null,null,null,"13-23 11 11 19","Dumbwaiter","A small lift / elevator used to move food etc. from one floor of a building to another.",{"$f":"table.SpaceClassification[[#This Row],[OmniClass Number]] & \": \" & table.SpaceClassification[[#This Row],[OmniClass Title]]","v":"13-23 11 11 19: Dumbwaiter"},null,null,null,null,"23-11 15 11 23","Sheeting Re vegetation Mats","23-11 15 11 23: Sheeting Re vegetation Mats",null,null,42006,"A10 FOUNDATIONS","A1020 SPECIAL FOUNDATIONS","A102003 UNDERPINNING","Other","A102003: FOUNDATIONS, SPECIAL FOUNDATIONS, UNDERPINNING - Other"]
[null,null,null,"13-23 11 11 21","Escalator","Set of moving steps attached to a continuously circulating belt that carries people up or down between levels in a building.",{"$f":"table.SpaceClassification[[#This Row],[OmniClass Number]] & \": \" & table.SpaceClassification[[#This Row],[OmniClass Title]]","v":"13-23 11 11 21: Escalator"},null,null,null,null,"23-11 15 11 25","Sheeting Turf Reinforcement Mats","23-11 15 11 25: Sheeting Turf Reinforcement Mats",null,null,43006,"A10 FOUNDATIONS","A1020 SPECIAL FOUNDATIONS","A102003 UNDERPINNING","Unknown","A102003: FOUNDATIONS, SPECIAL FOUNDATIONS, UNDERPINNING - Unknown"]
[null,null,null,"13-23 11 11 23","Freight Elevator","Device for vertical transportation of freight to different floors or levels in a building.",{"$f":"table.SpaceClassification[[#This Row],[OmniClass Number]] & \": \" & table.SpaceClassification[[#This Row],[OmniClass Title]]","v":"13-23 11 11 23: Freight Elevator"},null,null,null,null,"23-11 15 13","Revetments","23-11 15 13: Revetments",null,null,41007,"A10 FOUNDATIONS","A1020 SPECIAL FOUNDATIONS","A102004 DEWATERING","General","A102004: FOUNDATIONS, SPECIAL FOUNDATIONS, DEWATERING - General"]
[null,null,null,"13-23 11 13","Stairway","Space used by a static circulation path providing transportation between floors of a structure.",{"$f":"table.SpaceClassification[[#This Row],[OmniClass Number]] & \": \" & table.SpaceClassification[[#This Row],[OmniClass Title]]","v":"13-23 11 13: Stairway"},"stairs",null,null,null,"23-11 15 13 11","Revetment Soil Blankets","23-11 15 13 11: Revetment Soil Blankets",null,null,42007,"A10 FOUNDATIONS","A1020 SPECIAL FOUNDATIONS","A102004 DEWATERING","Other","A102004: FOUNDATIONS, SPECIAL FOUNDATIONS, DEWATERING - Other"]
[null,null,null,"13-23 11 13 11","Egress Stairway","A stair that is part of an exit or leads to an exit.",{"$f":"table.SpaceClassification[[#This Row],[OmniClass Number]] & \": \" & table.SpaceClassification[[#This Row],[OmniClass Title]]","v":"13-23 11 13 11: Egress Stairway"},"stairs",null,null,null,"23-11 15 13 13","Pool Revetments","23-11 15 13 13: Pool Revetments",null,null,43007,"A10 FOUNDATIONS","A1020 SPECIAL FOUNDATIONS","A102004 DEWATERING","Unknown","A102004: FOUNDATIONS, SPECIAL FOUNDATIONS, DEWATERING - Unknown"]
[null,null,null,"13-23 11 13 13","Tenant Stairway","A stair that is accessible only by the tenant.",{"$f":"table.SpaceClassification[[#This Row],[OmniClass Number]] & \": \" & table.SpaceClassification[[#This Row],[OmniClass Title]]","v":"13-23 11 13 13: Tenant Stairway"},"stairs",null,null,null,"23-11 15 13 15","Trench Revetments","23-11 15 13 15: Trench Revetments",null,null,30213,"A10 FOUNDATIONS","A1020 SPECIAL FOUNDATIONS","A102005 RAFT FOUNDATIONS","General","A102005: FOUNDATIONS, SPECIAL FOUNDATIONS, RAFT FOUNDATIONS - General"]
[null,null,null,"13-23 11 15","Monumental Stair","Space occupied by a larger than necessary, architectural stair.  Space with clear headroom under the stair may be classified differently.",{"$f":"table.SpaceClassification[[#This Row],[OmniClass Number]] & \": \" & table.SpaceClassification[[#This Row],[OmniClass Title]]","v":"13-23 11 15: Monumental Stair"},"stairs",null,null,null,"23-11 15 13 17","Revetment Rock Linings","23-11 15 13 17: Revetment Rock Linings",null,null,42008,"A10 FOUNDATIONS","A1020 SPECIAL FOUNDATIONS","A102005 RAFT FOUNDATIONS","Other","A102005: FOUNDATIONS, SPECIAL FOUNDATIONS, RAFT FOUNDATIONS - Other"]
[null,null,null,"13-23 11 17","Ramp","A walking surface that has a running slope steeper than 1 unit vertical in 20 units horizontal (5-percent slope). (IBC)",{"$f":"table.SpaceClassification[[#This Row],[OmniClass Number]] & \": \" & table.SpaceClassification[[#This Row],[OmniClass Title]]","v":"13-23 11 17: Ramp"},null,null,null,null,"23-11 15 13 19","Revetment Ripraps","23-11 15 13 19: Revetment Ripraps",null,null,43008,"A10 FOUNDATIONS","A1020 SPECIAL FOUNDATIONS","A102005 RAFT FOUNDATIONS","Unknown","A102005: FOUNDATIONS, SPECIAL FOUNDATIONS, RAFT FOUNDATIONS - Unknown"]
[null,null,null,"13-23 11 19","Chimney","A primarily vertical enclosure containing one or more passageways for conveying flue gasses to the outside atmosphere.",{"$f":"table.SpaceClassification[[#This Row],[OmniClass Number]] & \": \" & table.SpaceClassification[[#This Row],[OmniClass Title]]","v":"13-23 11 19: Chimney"},null,null,null,null,"23-11 17 11","Sheet Piles","23-11 17 11: Sheet Piles",null,null,41009,"A10 FOUNDATIONS","A1020 SPECIAL FOUNDATIONS","A102006 PRESSURE INJECTED GROUTING","General","A102006: FOUNDATIONS, SPECIAL FOUNDATIONS, PRESSURE INJECTED GROUTING - General"]
[null,null,null,"13-23 11 21","Chute","(Postal, refuse, laundry) which end at a \"termination room\" - a shaft enclosure that does not extend to the underside of the roof sheathing, deck, or slab of the building.",{"$f":"table.SpaceClassification[[#This Row],[OmniClass Number]] & \": \" & table.SpaceClassification[[#This Row],[OmniClass Title]]","v":"13-23 11 21: Chute"},null,null,null,null,"23-11 17 13","Retaining Walls","23-11 17 13: Retaining Walls",null,null,42009,"A10 FOUNDATIONS","A1020 SPECIAL FOUNDATIONS","A102006 PRESSURE INJECTED GROUTING","Other","A102006: FOUNDATIONS, SPECIAL FOUNDATIONS, PRESSURE INJECTED GROUTING - Other"]
[null,null,null,"13-23 11 23","Service Riser Space","Space used to accommodate intra-floor services such as flues, fire towers, fire hose cabinets (because of the pipes attached to them), stacks, pipe shafts, electricity, vertical air conditioning ducts and other vertical ducts.",{"$f":"table.SpaceClassification[[#This Row],[OmniClass Number]] & \": \" & table.SpaceClassification[[#This Row],[OmniClass Title]]","v":"13-23 11 23: Service Riser Space"},null,null,null,null,"23-11 17 13 11","Retaining Diaphragm Walls","23-11 17 13 11: Retaining Diaphragm Walls",null,null,43009,"A10 FOUNDATIONS","A1020 SPECIAL FOUNDATIONS","A102006 PRESSURE INJECTED GROUTING","Unknown","A102006: FOUNDATIONS, SPECIAL FOUNDATIONS, PRESSURE INJECTED GROUTING - Unknown"]
[null,null,null,"13-23 11 23 11","Power Distribution Riser","A vertical service pipe or duct providing a route for electrical cabling to service  floors with electricity.",{"$f":"table.SpaceClassification[[#This Row],[OmniClass Number]] & \": \" & table.SpaceClassification[[#This Row],[OmniClass Title]]","v":"13-23 11 23 11: Power Distribution Riser"},null,null,null,null,"23-11 17 13 11 11","Retaining Slurry Wall Membranes","23-11 17 13 11 11: Retaining Slurry Wall Membranes",null,null,41010,"A10 FOUNDATIONS","A1020 SPECIAL FOUNDATIONS","A102090 OTHER SPECIAL FOUNDATIONS","General","A102090: FOUNDATIONS, SPECIAL FOUNDATIONS, OTHER SPECIAL FOUNDATIONS - General"]
[null,null,null,"13-23 11 23 13","Information Signal Distribution Riser","A vertical service pipe or duct providing a route for communication cabling to service floors with tele and/or data communications.",{"$f":"table.SpaceClassification[[#This Row],[OmniClass Number]] & \": \" & table.SpaceClassification[[#This Row],[OmniClass Title]]","v":"13-23 11 23 13: Information Signal Distribution Riser"},null,null,null,null,"23-11 17 13 13","Continuous Retaining Walls","23-11 17 13 13: Continuous Retaining Walls",null,null,21352,"A10 FOUNDATIONS","A1020 SPECIAL FOUNDATIONS","A102090 OTHER SPECIAL FOUNDATIONS","Other","A102090: FOUNDATIONS, SPECIAL FOUNDATIONS, OTHER SPECIAL FOUNDATIONS - Other"]
[null,null,null,"13-23 11 23 15","Gas Distribution Riser","A vertical service pipe or duct providing a route for gas piping to service floors with gas.",{"$f":"table.SpaceClassification[[#This Row],[OmniClass Number]] & \": \" & table.SpaceClassification[[#This Row],[OmniClass Title]]","v":"13-23 11 23 15: Gas Distribution Riser"},null,null,null,null,"23-11 17 13 15","Retaining Crib Walls","23-11 17 13 15: Retaining Crib Walls",null,null,43010,"A10 FOUNDATIONS","A1020 SPECIAL FOUNDATIONS","A102090 OTHER SPECIAL FOUNDATIONS","Unknown","A102090: FOUNDATIONS, SPECIAL FOUNDATIONS, OTHER SPECIAL FOUNDATIONS - Unknown"]
[null,null,null,"13-23 11 23 17","Liquid Distribution Riser","A vertical service pipe or duct providing a route for piping to service floors with water and/or other liquids.",{"$f":"table.SpaceClassification[[#This Row],[OmniClass Number]] & \": \" & table.SpaceClassification[[#This Row],[OmniClass Title]]","v":"13-23 11 23 17: Liquid Distribution Riser"},null,null,null,null,"23-11 17 15","Gabions","23-11 17 15: Gabions",null,null,41011,"A10 FOUNDATIONS","A1030 SLAB ON GRADE","A103001 STANDARD SLAB ON GRADE","General","A103001: FOUNDATIONS, SLAB ON GRADE, STANDARD SLAB ON GRADE - General"]
[null,null,null,"13-23 12 00","Infrastructure/Service Space, Non-Occupied ","Space solely used to accommodate horizontal distribution of infrastructure for HVAC, Power and Communications. Within Interstitial space the tracking of horizontal distribution is optional. Generally the final distribution such as electrical circuits within an office area are not tracked.",{"$f":"table.SpaceClassification[[#This Row],[OmniClass Number]] & \": \" & table.SpaceClassification[[#This Row],[OmniClass Title]]","v":"13-23 12 00: Infrastructure/Service Space, Non-Occupied "},null,null,null,null,"23-11 17 17","Fascines","23-11 17 17: Fascines",null,null,42011,"A10 FOUNDATIONS","A1030 SLAB ON GRADE","A103001 STANDARD SLAB ON GRADE","Other","A103001: FOUNDATIONS, SLAB ON GRADE, STANDARD SLAB ON GRADE - Other"]
[null,null,null,"13-23 12 11","Power Distribution Network","A horizontal space providing a route to distribute electricity on a floor.",{"$f":"table.SpaceClassification[[#This Row],[OmniClass Number]] & \": \" & table.SpaceClassification[[#This Row],[OmniClass Title]]","v":"13-23 12 11: Power Distribution Network"},null,null,null,null,"23-11 19 11","Bolt Down Snow Fences","23-11 19 11: Bolt Down Snow Fences",null,null,43011,"A10 FOUNDATIONS","A1030 SLAB ON GRADE","A103001 STANDARD SLAB ON GRADE","Unknown","A103001: FOUNDATIONS, SLAB ON GRADE, STANDARD SLAB ON GRADE - Unknown"]
[null,null,null,"13-23 12 13","Information Signal Network","A horizontal space providing a route to distribute tele and/or data communications on a floor.",{"$f":"table.SpaceClassification[[#This Row],[OmniClass Number]] & \": \" & table.SpaceClassification[[#This Row],[OmniClass Title]]","v":"13-23 12 13: Information Signal Network"},null,null,null,null,"23-11 19 13","Clamp on Equipment","23-11 19 13: Clamp on Equipment",null,null,21359,"A10 FOUNDATIONS","A1030 SLAB ON GRADE","A103002 STRUCTURAL SLAB ON GRADE","General","A103002: FOUNDATIONS, SLAB ON GRADE, STRUCTURAL SLAB ON GRADE - General"]
[null,null,null,"13-23 12 15","Gas Distribution Network","A horizontal space providing a route to distribute gas on a floor.",{"$f":"table.SpaceClassification[[#This Row],[OmniClass Number]] & \": \" & table.SpaceClassification[[#This Row],[OmniClass Title]]","v":"13-23 12 15: Gas Distribution Network"},null,null,null,null,"23-11 21 11","Porous Paving","23-11 21 11: Porous Paving",null,null,42012,"A10 FOUNDATIONS","A1030 SLAB ON GRADE","A103002 STRUCTURAL SLAB ON GRADE","Other","A103002: FOUNDATIONS, SLAB ON GRADE, STRUCTURAL SLAB ON GRADE - Other"]
[null,null,null,"13-23 12 17","Liquid Distribution Spaces","A horizontal space providing a route to distribute water and/or other liquids on a floor.",{"$f":"table.SpaceClassification[[#This Row],[OmniClass Number]] & \": \" & table.SpaceClassification[[#This Row],[OmniClass Title]]","v":"13-23 12 17: Liquid Distribution Spaces"},null,null,null,null,"23-11 21 13","Roadways","23-11 21 13: Roadways",null,null,43012,"A10 FOUNDATIONS","A1030 SLAB ON GRADE","A103002 STRUCTURAL SLAB ON GRADE","Unknown","A103002: FOUNDATIONS, SLAB ON GRADE, STRUCTURAL SLAB ON GRADE - Unknown"]
[null,null,null,"13-23 13 00","Control Room","Space used for the control and monitoring of  life safety and communication services.",{"$f":"table.SpaceClassification[[#This Row],[OmniClass Number]] & \": \" & table.SpaceClassification[[#This Row],[OmniClass Title]]","v":"13-23 13 00: Control Room"},null,null,null,null,"23-11 21 13 11","Portable Roadways","23-11 21 13 11: Portable Roadways",null,null,41013,"A10 FOUNDATIONS","A1030 SLAB ON GRADE","A103003 TRENCHES","General","A103003: FOUNDATIONS, SLAB ON GRADE, TRENCHES - General"]
[null,null,null,"13-23 13 11","Fire Command Center","Space for fire department operations with the location, layout, content and features and approved by the fire department; includes Fire Protection System (FPS).",{"$f":"table.SpaceClassification[[#This Row],[OmniClass Number]] & \": \" & table.SpaceClassification[[#This Row],[OmniClass Title]]","v":"13-23 13 11: Fire Command Center"},null,null,null,null,"23-11 21 13 13","Roadway Surfacing","23-11 21 13 13: Roadway Surfacing",null,null,42013,"A10 FOUNDATIONS","A1030 SLAB ON GRADE","A103003 TRENCHES","Other","A103003: FOUNDATIONS, SLAB ON GRADE, TRENCHES - Other"]
[null,null,null,"13-23 13 13","Guard Stations","Booth or room within building line used to house security for building or tenant.",{"$f":"table.SpaceClassification[[#This Row],[OmniClass Number]] & \": \" & table.SpaceClassification[[#This Row],[OmniClass Title]]","v":"13-23 13 13: Guard Stations"},null,null,null,null,"23-11 21 13 13 11","Roadway Antiskid Texturing","23-11 21 13 13 11: Roadway Antiskid Texturing",null,null,43013,"A10 FOUNDATIONS","A1030 SLAB ON GRADE","A103003 TRENCHES","Unknown","A103003: FOUNDATIONS, SLAB ON GRADE, TRENCHES - Unknown"]
[null,null,null,"13-23 15 00","Loading Dock","A secondary building entrance space used to accommodate shipping and delivery of bulk materials to the structure.",{"$f":"table.SpaceClassification[[#This Row],[OmniClass Number]] & \": \" & table.SpaceClassification[[#This Row],[OmniClass Title]]","v":"13-23 15 00: Loading Dock"},null,null,null,null,"23-11 21 13 15","Detectable Warning Surfaces for Roadways","23-11 21 13 15: Detectable Warning Surfaces for Roadways",null,null,41014,"A10 FOUNDATIONS","A1030 SLAB ON GRADE","A103004 PITS AND BASES","General","A103004: FOUNDATIONS, SLAB ON GRADE, PITS AND BASES - General"]
[null,null,null,"13-23 17 00","Restroom","A space with washing and toilet facilities.",{"$f":"table.SpaceClassification[[#This Row],[OmniClass Number]] & \": \" & table.SpaceClassification[[#This Row],[OmniClass Title]]","v":"13-23 17 00: Restroom"},"bathroom,13-65 13 00,13-65 13 13",null,null,null,"23-11 21 13 15 11","Crosswalks","23-11 21 13 15 11: Crosswalks",null,null,42014,"A10 FOUNDATIONS","A1030 SLAB ON GRADE","A103004 PITS AND BASES","Other","A103004: FOUNDATIONS, SLAB ON GRADE, PITS AND BASES - Other"]
[null,null,null,"13-23 17 11","Men's Restroom","Toilet(s) used exclusively by men.",{"$f":"table.SpaceClassification[[#This Row],[OmniClass Number]] & \": \" & table.SpaceClassification[[#This Row],[OmniClass Title]]","v":"13-23 17 11: Men's Restroom"},"bathroom,13-65 13 00,13-65 13 13",null,null,null,"23-11 21 13 15 13","Warning Tiles","23-11 21 13 15 13: Warning Tiles",null,null,43014,"A10 FOUNDATIONS","A1030 SLAB ON GRADE","A103004 PITS AND BASES","Unknown","A103004: FOUNDATIONS, SLAB ON GRADE, PITS AND BASES - Unknown"]
[null,null,null,"13-23 17 13","Women's Restroom","Toilet(s) used exclusively by women.",{"$f":"table.SpaceClassification[[#This Row],[OmniClass Number]] & \": \" & table.SpaceClassification[[#This Row],[OmniClass Title]]","v":"13-23 17 13: Women's Restroom"},"bathroom,13-65 13 00,13-65 13 13",null,null,null,"23-11 21 15","Runways","23-11 21 15: Runways",null,null,41015,"A10 FOUNDATIONS","A1030 SLAB ON GRADE","A103005 FOUNDATION DRAINAGE","General","A103005: FOUNDATIONS, SLAB ON GRADE, FOUNDATION DRAINAGE - General"]
[null,null,null,"13-23 17 15","Unisex Restroom","Public toilet for individual use by either men or women.",{"$f":"table.SpaceClassification[[#This Row],[OmniClass Number]] & \": \" & table.SpaceClassification[[#This Row],[OmniClass Title]]","v":"13-23 17 15: Unisex Restroom"},"bathroom,13-65 13 00,13-65 13 13",null,null,null,"23-11 21 15 11","Portable Runway","23-11 21 15 11: Portable Runway",null,null,42015,"A10 FOUNDATIONS","A1030 SLAB ON GRADE","A103005 FOUNDATION DRAINAGE","Other","A103005: FOUNDATIONS, SLAB ON GRADE, FOUNDATION DRAINAGE - Other"]
[null,null,null,"13-23 19 00","Utility Equipment Room","Space provided for the general operation of heating, ventilating, and air conditioning, plumbing and electrical, life safety and communication services; including sections of tunnels which are dedicated to distribution of utilities.",{"$f":"table.SpaceClassification[[#This Row],[OmniClass Number]] & \": \" & table.SpaceClassification[[#This Row],[OmniClass Title]]","v":"13-23 19 00: Utility Equipment Room"},"mech,mechanical,HVAC",null,null,null,"23-11 21 15 13","Helicopter Landing Pads","23-11 21 15 13: Helicopter Landing Pads",null,null,43015,"A10 FOUNDATIONS","A1030 SLAB ON GRADE","A103005 FOUNDATION DRAINAGE","Unknown","A103005: FOUNDATIONS, SLAB ON GRADE, FOUNDATION DRAINAGE - Unknown"]
[null,null,null,"13-23 19 11","Refrigerant Machinery Room","A room meeting prescribed safety requirements and in which refrigeration systems or components thereof are located.",{"$f":"table.SpaceClassification[[#This Row],[OmniClass Number]] & \": \" & table.SpaceClassification[[#This Row],[OmniClass Title]]","v":"13-23 19 11: Refrigerant Machinery Room"},null,null,null,null,"23-11 21 15 15","Runway Surfacing","23-11 21 15 15: Runway Surfacing",null,null,41016,"A10 FOUNDATIONS","A1030 SLAB ON GRADE","A103090 OTHER SLAB ON GRADE","General","A103090: FOUNDATIONS, SLAB ON GRADE, OTHER SLAB ON GRADE - General"]
[null,null,null,"13-23 19 13","Furnace Room","A room primarily utilized for the installation of fuel-burning, space-heating and water-heating appliances other than boilers.",{"$f":"table.SpaceClassification[[#This Row],[OmniClass Number]] & \": \" & table.SpaceClassification[[#This Row],[OmniClass Title]]","v":"13-23 19 13: Furnace Room"},null,null,null,null,"23-11 21 15 15 11","Runway Antiskid Texturing","23-11 21 15 15 11: Runway Antiskid Texturing",null,null,21358,"A10 FOUNDATIONS","A1030 SLAB ON GRADE","A103090 OTHER SLAB ON GRADE","Other","A103090: FOUNDATIONS, SLAB ON GRADE, OTHER SLAB ON GRADE - Other"]
[null,null,null,"13-23 19 15","Incinerator Room","A room used for reducing combustible refuse material to ashes.",{"$f":"table.SpaceClassification[[#This Row],[OmniClass Number]] & \": \" & table.SpaceClassification[[#This Row],[OmniClass Title]]","v":"13-23 19 15: Incinerator Room"},null,null,null,null,"23-11 21 17","Paving Blocks","23-11 21 17: Paving Blocks",null,null,43016,"A10 FOUNDATIONS","A1030 SLAB ON GRADE","A103090 OTHER SLAB ON GRADE","Unknown","A103090: FOUNDATIONS, SLAB ON GRADE, OTHER SLAB ON GRADE - Unknown"]
[null,null,null,"13-23 19 17","Fuel Room","A separately ventilated, fully enclosed room for the storage of fuel.",{"$f":"table.SpaceClassification[[#This Row],[OmniClass Number]] & \": \" & table.SpaceClassification[[#This Row],[OmniClass Title]]","v":"13-23 19 17: Fuel Room"},null,null,null,null,"23-11 21 17 11","Unit Pavers","23-11 21 17 11: Unit Pavers",null,null,41017,"A20 BASEMENT CONSTRUCTION","A2010 BASEMENT EXCAVATION","A201001 EXCAVATION FOR BASEMENTS","General","A201001: BASEMENT CONSTRUCTION, BASEMENT EXCAVATION, EXCAVATION FOR BASEMENTS - General"]
[null,null,null,"13-23 19 19","Gas Room","A separately ventilated, fully enclosed room in which only compressed gases and associated equipment and supplies are stored or used.",{"$f":"table.SpaceClassification[[#This Row],[OmniClass Number]] & \": \" & table.SpaceClassification[[#This Row],[OmniClass Title]]","v":"13-23 19 19: Gas Room"},null,null,null,null,"23-11 21 17 11 11","Asphalt Block Pavers","23-11 21 17 11 11: Asphalt Block Pavers",null,null,42017,"A20 BASEMENT CONSTRUCTION","A2010 BASEMENT EXCAVATION","A201001 EXCAVATION FOR BASEMENTS","Other","A201001: BASEMENT CONSTRUCTION, BASEMENT EXCAVATION, EXCAVATION FOR BASEMENTS - Other"]
[null,null,null,"13-23 19 21","Liquid Storage Room","A room classified as a Group H-3 occupancy used for the storage of flammable or combustible liquids in a closed condition.",{"$f":"table.SpaceClassification[[#This Row],[OmniClass Number]] & \": \" & table.SpaceClassification[[#This Row],[OmniClass Title]]","v":"13-23 19 21: Liquid Storage Room"},null,null,null,null,"23-11 21 17 11 13","Brick Pavers","23-11 21 17 11 13: Brick Pavers",null,null,43017,"A20 BASEMENT CONSTRUCTION","A2010 BASEMENT EXCAVATION","A201001 EXCAVATION FOR BASEMENTS","Unknown","A201001: BASEMENT CONSTRUCTION, BASEMENT EXCAVATION, EXCAVATION FOR BASEMENTS - Unknown"]
[null,null,null,"13-23 19 23","Liquid Use, Dispensing and Mixing Room","A room in which Class I, II, and IIIA flammable or combustible liquids are used, dispensed or mixed in open containers.",{"$f":"table.SpaceClassification[[#This Row],[OmniClass Number]] & \": \" & table.SpaceClassification[[#This Row],[OmniClass Title]]","v":"13-23 19 23: Liquid Use, Dispensing and Mixing Room"},null,null,null,null,"23-11 21 17 11 15","Interlocking Precast Concrete Pavers","23-11 21 17 11 15: Interlocking Precast Concrete Pavers",null,null,41018,"A20 BASEMENT CONSTRUCTION","A2010 BASEMENT EXCAVATION","A201002 STRUCTURE BACKFILL & COMPACTION","General","A201002: BASEMENT CONSTRUCTION, BASEMENT EXCAVATION, STRUCTURE BACKFILL & COMPACTION - General"]
[null,null,null,"13-23 19 25","Hydrogen Cutoff Room","An assembly of piping, devices and apparatus designed to generate, store, contain, distribute or transport a nontoxic, gaseous hydrogen containing mixture.",{"$f":"table.SpaceClassification[[#This Row],[OmniClass Number]] & \": \" & table.SpaceClassification[[#This Row],[OmniClass Title]]","v":"13-23 19 25: Hydrogen Cutoff Room"},null,null,null,null,"23-11 21 17 11 17","Precast Concrete Pavers","23-11 21 17 11 17: Precast Concrete Pavers",null,null,42018,"A20 BASEMENT CONSTRUCTION","A2010 BASEMENT EXCAVATION","A201002 STRUCTURE BACKFILL & COMPACTION","Other","A201002: BASEMENT CONSTRUCTION, BASEMENT EXCAVATION, STRUCTURE BACKFILL & COMPACTION - Other"]
[null,null,null,"13-23 19 27","Electrical Room","A designated room containing electrical equipment.",{"$f":"table.SpaceClassification[[#This Row],[OmniClass Number]] & \": \" & table.SpaceClassification[[#This Row],[OmniClass Title]]","v":"13-23 19 27: Electrical Room"},"utility",null,null,null,"23-11 21 17 11 19","Pressed Pavers","23-11 21 17 11 19: Pressed Pavers",null,null,43018,"A20 BASEMENT CONSTRUCTION","A2010 BASEMENT EXCAVATION","A201002 STRUCTURE BACKFILL & COMPACTION","Unknown","A201002: BASEMENT CONSTRUCTION, BASEMENT EXCAVATION, STRUCTURE BACKFILL & COMPACTION - Unknown"]
[null,null,null,"13-23 19 29","Switch Room","Contains electrical switch gear and equipment.",{"$f":"table.SpaceClassification[[#This Row],[OmniClass Number]] & \": \" & table.SpaceClassification[[#This Row],[OmniClass Title]]","v":"13-23 19 29: Switch Room"},"utility",null,null,null,"23-11 21 17 11 21","Stone Pavers","23-11 21 17 11 21: Stone Pavers",null,null,41019,"A20 BASEMENT CONSTRUCTION","A2010 BASEMENT EXCAVATION","A201003 SHORING","General","A201003: BASEMENT CONSTRUCTION, BASEMENT EXCAVATION, SHORING - General"]
[null,null,null,"13-23 19 31","Telecommunications Room","A designated room containing telecommunications equipment.",{"$f":"table.SpaceClassification[[#This Row],[OmniClass Number]] & \": \" & table.SpaceClassification[[#This Row],[OmniClass Title]]","v":"13-23 19 31: Telecommunications Room"},"telecom,utility",null,null,null,"23-11 21 19","Pavement Slabs","23-11 21 19: Pavement Slabs",null,null,42019,"A20 BASEMENT CONSTRUCTION","A2010 BASEMENT EXCAVATION","A201003 SHORING","Other","A201003: BASEMENT CONSTRUCTION, BASEMENT EXCAVATION, SHORING - Other"]
[null,null,null,"13-23 19 33","Transformer Vault","A separately ventilated, fully enclosed room to house the building power transformer.",{"$f":"table.SpaceClassification[[#This Row],[OmniClass Number]] & \": \" & table.SpaceClassification[[#This Row],[OmniClass Title]]","v":"13-23 19 33: Transformer Vault"},null,null,null,null,"23-11 21 21","Pavement Drainage","23-11 21 21: Pavement Drainage",null,null,43019,"A20 BASEMENT CONSTRUCTION","A2010 BASEMENT EXCAVATION","A201003 SHORING","Unknown","A201003: BASEMENT CONSTRUCTION, BASEMENT EXCAVATION, SHORING - Unknown"]
[null,null,null,"13-23 21 00","Waste and Recycling Spaces","Space used for holding garbage and recyclable materials.",{"$f":"table.SpaceClassification[[#This Row],[OmniClass Number]] & \": \" & table.SpaceClassification[[#This Row],[OmniClass Title]]","v":"13-23 21 00: Waste and Recycling Spaces"},"recycle,trash",null,null,null,"23-11 21 21 11","Culverts","23-11 21 21 11: Culverts",null,null,41020,"A20 BASEMENT CONSTRUCTION","A2010 BASEMENT EXCAVATION","A201090 OTHER BASEMENT EXCAVATION","General","A201090: BASEMENT CONSTRUCTION, BASEMENT EXCAVATION, OTHER BASEMENT EXCAVATION - General"]
[null,null,null,"13-23 21 11","Hazardous Waste Storage","An area used for the storage of chemicals or substances that pose a physical or health hazard that are in waste condition.",{"$f":"table.SpaceClassification[[#This Row],[OmniClass Number]] & \": \" & table.SpaceClassification[[#This Row],[OmniClass Title]]","v":"13-23 21 11: Hazardous Waste Storage"},null,null,null,null,"23-11 21 21 11 11","Pipe Culverts","23-11 21 21 11 11: Pipe Culverts",null,null,42020,"A20 BASEMENT CONSTRUCTION","A2010 BASEMENT EXCAVATION","A201090 OTHER BASEMENT EXCAVATION","Other","A201090: BASEMENT CONSTRUCTION, BASEMENT EXCAVATION, OTHER BASEMENT EXCAVATION - Other"]
[null,null,null,"13-23 23 00","Building Service Support Spaces","Other building service space, such as space used for the building operator and custodian office, workshop and supplies.",{"$f":"table.SpaceClassification[[#This Row],[OmniClass Number]] & \": \" & table.SpaceClassification[[#This Row],[OmniClass Title]]","v":"13-23 23 00: Building Service Support Spaces"},null,null,null,null,"23-11 21 21 11 11 11","Metal Pipe Arch Culverts","23-11 21 21 11 11 11: Metal Pipe Arch Culverts",null,null,43020,"A20 BASEMENT CONSTRUCTION","A2010 BASEMENT EXCAVATION","A201090 OTHER BASEMENT EXCAVATION","Unknown","A201090: BASEMENT CONSTRUCTION, BASEMENT EXCAVATION, OTHER BASEMENT EXCAVATION - Unknown"]
[null,null,null,"13-23 23 11","Building Manager Office","Space for the property manager.",{"$f":"table.SpaceClassification[[#This Row],[OmniClass Number]] & \": \" & table.SpaceClassification[[#This Row],[OmniClass Title]]","v":"13-23 23 11: Building Manager Office"},null,null,null,null,"23-11 21 21 11 13","Concrete Culverts","23-11 21 21 11 13: Concrete Culverts",null,null,41021,"A20 BASEMENT CONSTRUCTION","A2020 BASEMENT WALLS","A202001 BASEMENT WALL CONSTRUCTION","General","A202001: BASEMENT CONSTRUCTION, BASEMENT WALLS, BASEMENT WALL CONSTRUCTION - General"]
[null,null,null,"13-23 23 13","Custodial Space","Room that contains sink(s) or mop sink(s) and is used by custodial services for CUST. their related activities.",{"$f":"table.SpaceClassification[[#This Row],[OmniClass Number]] & \": \" & table.SpaceClassification[[#This Row],[OmniClass Title]]","v":"13-23 23 13: Custodial Space"},"janitor closet",null,null,null,"23-11 21 21 11 13 11","Concrete Arch Buried Bridge Culverts","23-11 21 21 11 13 11: Concrete Arch Buried Bridge Culverts",null,null,21363,"A20 BASEMENT CONSTRUCTION","A2020 BASEMENT WALLS","A202001 BASEMENT WALL CONSTRUCTION","Other","A202001: BASEMENT CONSTRUCTION, BASEMENT WALLS, BASEMENT WALL CONSTRUCTION - Other"]
[null,null,null,"13-23 23 15","Shop Area","A place where things are crafted.",{"$f":"table.SpaceClassification[[#This Row],[OmniClass Number]] & \": \" & table.SpaceClassification[[#This Row],[OmniClass Title]]","v":"13-23 23 15: Shop Area"},null,null,null,null,"23-11 21 21 11 13 13","Concrete Arch Culverts","23-11 21 21 11 13 13: Concrete Arch Culverts",null,null,43021,"A20 BASEMENT CONSTRUCTION","A2020 BASEMENT WALLS","A202001 BASEMENT WALL CONSTRUCTION","Unknown","A202001: BASEMENT CONSTRUCTION, BASEMENT WALLS, BASEMENT WALL CONSTRUCTION - Unknown"]
[null,null,null,"13-23 23 17","Access Chamber","Space that leads to prefabricated sewage system \"man hole\" structures.",{"$f":"table.SpaceClassification[[#This Row],[OmniClass Number]] & \": \" & table.SpaceClassification[[#This Row],[OmniClass Title]]","v":"13-23 23 17: Access Chamber"},"manhole",null,null,null,"23-11 21 21 11 13 15","Concrete Box Culverts","23-11 21 21 11 13 15: Concrete Box Culverts",null,null,21360,"A20 BASEMENT CONSTRUCTION","A2020 BASEMENT WALLS","A202001 BASEMENT WALL CONSTRUCTION","CIP Concrete","A202001: BASEMENT CONSTRUCTION, BASEMENT WALLS, BASEMENT WALL CONSTRUCTION - CIP Concrete"]
[null,null,null,"13-23 23 19","Areaway","A subsurface space adjacent to a building open at the top or protected at the top by a grating or guard.",{"$f":"table.SpaceClassification[[#This Row],[OmniClass Number]] & \": \" & table.SpaceClassification[[#This Row],[OmniClass Title]]","v":"13-23 23 19: Areaway"},null,null,null,null,"23-11 21 21 11 13 17","Concrete Rigid Frame Culverts","23-11 21 21 11 13 17: Concrete Rigid Frame Culverts",null,null,21361,"A20 BASEMENT CONSTRUCTION","A2020 BASEMENT WALLS","A202001 BASEMENT WALL CONSTRUCTION","Concrete Block","A202001: BASEMENT CONSTRUCTION, BASEMENT WALLS, BASEMENT WALL CONSTRUCTION - Concrete Block"]
[null,null,null,"13-23 23 21","Service Space","Clear floor space in front of an appliance to assure adequate space for servicing.",{"$f":"table.SpaceClassification[[#This Row],[OmniClass Number]] & \": \" & table.SpaceClassification[[#This Row],[OmniClass Title]]","v":"13-23 23 21: Service Space"},null,null,null,null,"23-11 21 21 13","Catch Basins","23-11 21 21 13: Catch Basins",null,null,21362,"A20 BASEMENT CONSTRUCTION","A2020 BASEMENT WALLS","A202001 BASEMENT WALL CONSTRUCTION","Wood","A202001: BASEMENT CONSTRUCTION, BASEMENT WALLS, BASEMENT WALL CONSTRUCTION - Wood"]
[null,null,null,"13-23 23 23","Furred Space","Furred-out space is created when the floor layout must accommodate irregular wall surfaces or conceal mechanical obstructions.",{"$f":"table.SpaceClassification[[#This Row],[OmniClass Number]] & \": \" & table.SpaceClassification[[#This Row],[OmniClass Title]]","v":"13-23 23 23: Furred Space"},null,null,null,null,"23-11 21 21 15","Channels","23-11 21 21 15: Channels",null,null,41022,"A20 BASEMENT CONSTRUCTION","A2020 BASEMENT WALLS","A202002 MOISTURE PROTECTION","General","A202002: BASEMENT CONSTRUCTION, BASEMENT WALLS, MOISTURE PROTECTION - General"]
[null,null,null,"13-23 23 25","Crawl Space","Unexcavated space that has restricted headroom and is not occupiable.",{"$f":"table.SpaceClassification[[#This Row],[OmniClass Number]] & \": \" & table.SpaceClassification[[#This Row],[OmniClass Title]]","v":"13-23 23 25: Crawl Space"},null,null,null,null,"23-11 21 21 17","Cleanouts","23-11 21 21 17: Cleanouts",null,null,42022,"A20 BASEMENT CONSTRUCTION","A2020 BASEMENT WALLS","A202002 MOISTURE PROTECTION","Other","A202002: BASEMENT CONSTRUCTION, BASEMENT WALLS, MOISTURE PROTECTION - Other"]
[null,null,null,"13-23 23 27","Attic Space","The space between the ceiling beams of the top story and the roof rafters.",{"$f":"table.SpaceClassification[[#This Row],[OmniClass Number]] & \": \" & table.SpaceClassification[[#This Row],[OmniClass Title]]","v":"13-23 23 27: Attic Space"},null,null,null,null,"23-11 23 11","Parking Meters","23-11 23 11: Parking Meters",null,null,43022,"A20 BASEMENT CONSTRUCTION","A2020 BASEMENT WALLS","A202002 MOISTURE PROTECTION","Unknown","A202002: BASEMENT CONSTRUCTION, BASEMENT WALLS, MOISTURE PROTECTION - Unknown"]
[null,null,null,"13-23 23 29","Plenum","A horizontal chamber intended to contain air, gas, or liquid at positive pressure.",{"$f":"table.SpaceClassification[[#This Row],[OmniClass Number]] & \": \" & table.SpaceClassification[[#This Row],[OmniClass Title]]","v":"13-23 23 29: Plenum"},null,null,null,null,"23-11 23 13","Parking Ticket Dispensers","23-11 23 13: Parking Ticket Dispensers",null,null,41023,"A20 BASEMENT CONSTRUCTION","A2020 BASEMENT WALLS","A202003 BASEMENT WALL INSULATION","General","A202003: BASEMENT CONSTRUCTION, BASEMENT WALLS, BASEMENT WALL INSULATION - General"]
[null,null,null,"13-23 25 00","Equipment Platform","An unoccupied elevated platform used exclusively for mechanical systems or industrial process equipment, including the associated elevated walkways, stairs and ladders necessary to access the platform.",{"$f":"table.SpaceClassification[[#This Row],[OmniClass Number]] & \": \" & table.SpaceClassification[[#This Row],[OmniClass Title]]","v":"13-23 25 00: Equipment Platform"},null,null,null,null,"23-11 23 15","Parking Coin Machine Units","23-11 23 15: Parking Coin Machine Units",null,null,42023,"A20 BASEMENT CONSTRUCTION","A2020 BASEMENT WALLS","A202003 BASEMENT WALL INSULATION","Other","A202003: BASEMENT CONSTRUCTION, BASEMENT WALLS, BASEMENT WALL INSULATION - Other"]
[null,null,null,"13-23 27 00","Interstitial Space","The area of load bearing surfaces located above or below occupied building floor that are not available for general occupancy often due to inadequate clear headroom and contain building mechanical or electrical systems predominantly serving the adjacent floors or to provide access to such systems.",{"$f":"table.SpaceClassification[[#This Row],[OmniClass Number]] & \": \" & table.SpaceClassification[[#This Row],[OmniClass Title]]","v":"13-23 27 00: Interstitial Space"},null,null,null,null,"23-11 23 17","Parking Key and Card Control Units","23-11 23 17: Parking Key and Card Control Units","keycard",null,43023,"A20 BASEMENT CONSTRUCTION","A2020 BASEMENT WALLS","A202003 BASEMENT WALL INSULATION","Unknown","A202003: BASEMENT CONSTRUCTION, BASEMENT WALLS, BASEMENT WALL INSULATION - Unknown"]
[null,null,null,"13-23 29 00","Unimproved Shell","The portion of a building that has been constructed with minimal enclosure for future use.",{"$f":"table.SpaceClassification[[#This Row],[OmniClass Number]] & \": \" & table.SpaceClassification[[#This Row],[OmniClass Title]]","v":"13-23 29 00: Unimproved Shell"},null,null,null,null,"23-11 23 19","Parking Gates","23-11 23 19: Parking Gates",null,null,41024,"A20 BASEMENT CONSTRUCTION","A2020 BASEMENT WALLS","A202090 OTHER BASEMENT WALLS","General","A202090: BASEMENT CONSTRUCTION, BASEMENT WALLS, OTHER BASEMENT WALLS - General"]
[null,null,null,"13-23 31 00","Alteration or Conversion Space","Spaces temporarily out of use because they are being altered, remodeled, or rehabilitated at the time of the inventory.",{"$f":"table.SpaceClassification[[#This Row],[OmniClass Number]] & \": \" & table.SpaceClassification[[#This Row],[OmniClass Title]]","v":"13-23 31 00: Alteration or Conversion Space"},null,null,null,null,"23-11 23 21","Parking Dividers","23-11 23 21: Parking Dividers",null,null,42024,"A20 BASEMENT CONSTRUCTION","A2020 BASEMENT WALLS","A202090 OTHER BASEMENT WALLS","Other","A202090: BASEMENT CONSTRUCTION, BASEMENT WALLS, OTHER BASEMENT WALLS - Other"]
[null,null,null,"13-25 00 00","Circulation Spaces","Spaces for circulation that provide or control access to and between other spaces within the facility, entry, and egress.",{"$f":"table.SpaceClassification[[#This Row],[OmniClass Number]] & \": \" & table.SpaceClassification[[#This Row],[OmniClass Title]]","v":"13-25 00 00: Circulation Spaces"},"hallway,hall,halls",null,null,null,"23-11 23 23","Parking Signs","23-11 23 23: Parking Signs",null,null,43024,"A20 BASEMENT CONSTRUCTION","A2020 BASEMENT WALLS","A202090 OTHER BASEMENT WALLS","Unknown","A202090: BASEMENT CONSTRUCTION, BASEMENT WALLS, OTHER BASEMENT WALLS - Unknown"]
[null,null,null,"13-25 11 00","Primary Circulation Spaces","The direct path on a floor necessary for access to egress stairs, elevator lobbies, toilet rooms, refuge space, building lobbies and entrances.",{"$f":"table.SpaceClassification[[#This Row],[OmniClass Number]] & \": \" & table.SpaceClassification[[#This Row],[OmniClass Title]]","v":"13-25 11 00: Primary Circulation Spaces"},"hallway,hall,halls",null,null,null,"23-11 23 23 11","Handicap Parking Signs","23-11 23 23 11: Handicap Parking Signs",null,null,41025,"B10 SUPERSTRUCTURE","B1010 FLOOR CONSTRUCTION","B101001 STRUCTURAL FRAME","General","B101001: SUPERSTRUCTURE, FLOOR CONSTRUCTION, STRUCTURAL FRAME - General"]
[null,null,null,"13-25 11 11","Corridor","An enclosed exit access component that defines and provides a path of egress travel to an exit.",{"$f":"table.SpaceClassification[[#This Row],[OmniClass Number]] & \": \" & table.SpaceClassification[[#This Row],[OmniClass Title]]","v":"13-25 11 11: Corridor"},"hallway,hall,halls",null,null,null,"23-11 23 23 13","Parking Time Zone Signs","23-11 23 23 13: Parking Time Zone Signs",null,null,42025,"B10 SUPERSTRUCTURE","B1010 FLOOR CONSTRUCTION","B101001 STRUCTURAL FRAME","Other","B101001: SUPERSTRUCTURE, FLOOR CONSTRUCTION, STRUCTURAL FRAME - Other"]
[null,null,null,"13-25 11 13","Aisle","An exit access component that defines and provides a path of egress travel.",{"$f":"table.SpaceClassification[[#This Row],[OmniClass Number]] & \": \" & table.SpaceClassification[[#This Row],[OmniClass Title]]","v":"13-25 11 13: Aisle"},null,null,null,null,"23-11 23 23 15","Parking Tow Away Signs","23-11 23 23 15: Parking Tow Away Signs",null,null,43025,"B10 SUPERSTRUCTURE","B1010 FLOOR CONSTRUCTION","B101001 STRUCTURAL FRAME","Unknown","B101001: SUPERSTRUCTURE, FLOOR CONSTRUCTION, STRUCTURAL FRAME - Unknown"]
[null,null,null,"13-25 11 15","Mall","A roofed or covered common pedestrian area within a covered mall building that serves as access for two or more tenants.",{"$f":"table.SpaceClassification[[#This Row],[OmniClass Number]] & \": \" & table.SpaceClassification[[#This Row],[OmniClass Title]]","v":"13-25 11 15: Mall"},null,null,null,null,"23-11 25 11","Perimeter Entry Devices","23-11 25 11: Perimeter Entry Devices",null,null,30009,"B10 SUPERSTRUCTURE","B1010 FLOOR CONSTRUCTION","B101001 STRUCTURAL FRAME","Beam/Girder","B101001: SUPERSTRUCTURE, FLOOR CONSTRUCTION, STRUCTURAL FRAME - Beam/Girder"]
[null,null,null,"13-25 11 17","Concourse","A large open space in a building where people can gather.",{"$f":"table.SpaceClassification[[#This Row],[OmniClass Number]] & \": \" & table.SpaceClassification[[#This Row],[OmniClass Title]]","v":"13-25 11 17: Concourse"},null,null,null,null,"23-11 25 11 11","Anti Ram Wedge Barriers","23-11 25 11 11: Anti Ram Wedge Barriers",null,null,30010,"B10 SUPERSTRUCTURE","B1010 FLOOR CONSTRUCTION","B101001 STRUCTURAL FRAME","Beam/Girder - Concrete","B101001: SUPERSTRUCTURE, FLOOR CONSTRUCTION, STRUCTURAL FRAME - Beam/Girder - Concrete"]
[null,null,null,"13-25 11 19","Breezeway","A structure with a roof and open sides that connects two buildings.",{"$f":"table.SpaceClassification[[#This Row],[OmniClass Number]] & \": \" & table.SpaceClassification[[#This Row],[OmniClass Title]]","v":"13-25 11 19: Breezeway"},null,null,null,null,"23-11 25 13","Perimeter Walls","23-11 25 13: Perimeter Walls",null,null,30011,"B10 SUPERSTRUCTURE","B1010 FLOOR CONSTRUCTION","B101001 STRUCTURAL FRAME","Beam/Girder - Metal","B101001: SUPERSTRUCTURE, FLOOR CONSTRUCTION, STRUCTURAL FRAME - Beam/Girder - Metal"]
[null,null,null,"13-25 11 21","Moving Walkway","A slow conveyor belt that transports people horizontally or on an incline in a similar manner to an escalator.",{"$f":"table.SpaceClassification[[#This Row],[OmniClass Number]] & \": \" & table.SpaceClassification[[#This Row],[OmniClass Title]]","v":"13-25 11 21: Moving Walkway"},null,null,null,null,"23-11 25 13 11","Precast Perimeter Concrete Panel Perimeter Walls","23-11 25 13 11: Precast Perimeter Concrete Panel Perimeter Walls",null,null,30012,"B10 SUPERSTRUCTURE","B1010 FLOOR CONSTRUCTION","B101001 STRUCTURAL FRAME","Beam/Girder - Wood","B101001: SUPERSTRUCTURE, FLOOR CONSTRUCTION, STRUCTURAL FRAME - Beam/Girder - Wood"]
[null,null,null,"13-25 13 00","Transitional Circulation Spaces","Space adjacent to the entry points such as lobbies.",{"$f":"table.SpaceClassification[[#This Row],[OmniClass Number]] & \": \" & table.SpaceClassification[[#This Row],[OmniClass Title]]","v":"13-25 13 00: Transitional Circulation Spaces"},null,null,null,null,"23-11 25 13 13","Precast Perimeter Post Perimeter Walls","23-11 25 13 13: Precast Perimeter Post Perimeter Walls",null,null,30005,"B10 SUPERSTRUCTURE","B1010 FLOOR CONSTRUCTION","B101001 STRUCTURAL FRAME","Column","B101001: SUPERSTRUCTURE, FLOOR CONSTRUCTION, STRUCTURAL FRAME - Column"]
[null,null,null,"13-25 13 11","Entry Vestibule","A passage, hall or room between the outer door and the interior of a building.",{"$f":"table.SpaceClassification[[#This Row],[OmniClass Number]] & \": \" & table.SpaceClassification[[#This Row],[OmniClass Title]]","v":"13-25 13 11: Entry Vestibule"},null,null,null,null,"23-11 25 15","Perimeter Gates","23-11 25 15: Perimeter Gates",null,null,30006,"B10 SUPERSTRUCTURE","B1010 FLOOR CONSTRUCTION","B101001 STRUCTURAL FRAME","Column - Concrete","B101001: SUPERSTRUCTURE, FLOOR CONSTRUCTION, STRUCTURAL FRAME - Column - Concrete"]
[null,null,null,"13-25 13 13","Entry Lobby","A large entrance area of hall that serves as a foyer.",{"$f":"table.SpaceClassification[[#This Row],[OmniClass Number]] & \": \" & table.SpaceClassification[[#This Row],[OmniClass Title]]","v":"13-25 13 13: Entry Lobby"},null,null,null,null,"23-11 25 15 11","Drop Arm Gates","23-11 25 15 11: Drop Arm Gates",null,null,30007,"B10 SUPERSTRUCTURE","B1010 FLOOR CONSTRUCTION","B101001 STRUCTURAL FRAME","Column - Metal","B101001: SUPERSTRUCTURE, FLOOR CONSTRUCTION, STRUCTURAL FRAME - Column - Metal"]
[null,null,null,"13-25 13 15","Box Lobby","Entranceway or foyer within the building line.",{"$f":"table.SpaceClassification[[#This Row],[OmniClass Number]] & \": \" & table.SpaceClassification[[#This Row],[OmniClass Title]]","v":"13-25 13 15: Box Lobby"},null,null,null,null,"23-11 25 15 11 11","Anti Ram Drop Arm Gates","23-11 25 15 11 11: Anti Ram Drop Arm Gates",null,null,30008,"B10 SUPERSTRUCTURE","B1010 FLOOR CONSTRUCTION","B101001 STRUCTURAL FRAME","Column - Wood","B101001: SUPERSTRUCTURE, FLOOR CONSTRUCTION, STRUCTURAL FRAME - Column - Wood"]
[null,null,null,"13-25 13 17","Vestibule","A small passage, hall, or room between a door or room and another room, corridor, or lobby.",{"$f":"table.SpaceClassification[[#This Row],[OmniClass Number]] & \": \" & table.SpaceClassification[[#This Row],[OmniClass Title]]","v":"13-25 13 17: Vestibule"},null,null,null,null,"23-11 25 15 13","Rolling Gates","23-11 25 15 13: Rolling Gates",null,null,30013,"B10 SUPERSTRUCTURE","B1010 FLOOR CONSTRUCTION","B101001 STRUCTURAL FRAME","Truss/Joist","B101001: SUPERSTRUCTURE, FLOOR CONSTRUCTION, STRUCTURAL FRAME - Truss/Joist"]
[null,null,null,"13-25 13 19","Elevator Lobby","Lobby that separates the elevator shaft enclosure doors from each floor by fire partitions.",{"$f":"table.SpaceClassification[[#This Row],[OmniClass Number]] & \": \" & table.SpaceClassification[[#This Row],[OmniClass Title]]","v":"13-25 13 19: Elevator Lobby"},null,null,null,null,"23-11 25 15 15","Sliding Gates","23-11 25 15 15: Sliding Gates",null,null,30014,"B10 SUPERSTRUCTURE","B1010 FLOOR CONSTRUCTION","B101001 STRUCTURAL FRAME","Truss/Joist - Concrete","B101001: SUPERSTRUCTURE, FLOOR CONSTRUCTION, STRUCTURAL FRAME - Truss/Joist - Concrete"]
[null,null,null,"13-25 13 21","Freight Elevator Vestibule","A small passage, hall, or room between a door or room and a freight elevator.",{"$f":"table.SpaceClassification[[#This Row],[OmniClass Number]] & \": \" & table.SpaceClassification[[#This Row],[OmniClass Title]]","v":"13-25 13 21: Freight Elevator Vestibule"},null,null,null,null,"23-11 25 15 15 11","Anti Ram Sliding Gates","23-11 25 15 15 11: Anti Ram Sliding Gates",null,null,30015,"B10 SUPERSTRUCTURE","B1010 FLOOR CONSTRUCTION","B101001 STRUCTURAL FRAME","Truss/Joist - Metal","B101001: SUPERSTRUCTURE, FLOOR CONSTRUCTION, STRUCTURAL FRAME - Truss/Joist - Metal"]
[null,null,null,"13-25 13 23","Landing","An in-between platform or large bottom-most or top-most step of a staircase.",{"$f":"table.SpaceClassification[[#This Row],[OmniClass Number]] & \": \" & table.SpaceClassification[[#This Row],[OmniClass Title]]","v":"13-25 13 23: Landing"},null,null,null,null,"23-11 25 15 15 13","Anti Climb Sliding Gates","23-11 25 15 15 13: Anti Climb Sliding Gates",null,null,30016,"B10 SUPERSTRUCTURE","B1010 FLOOR CONSTRUCTION","B101001 STRUCTURAL FRAME","Truss/Joist - Wood","B101001: SUPERSTRUCTURE, FLOOR CONSTRUCTION, STRUCTURAL FRAME - Truss/Joist - Wood"]
[null,null,null,"13-25 13 25","Anteroom","A room before, or forming an entrance to, another.",{"$f":"table.SpaceClassification[[#This Row],[OmniClass Number]] & \": \" & table.SpaceClassification[[#This Row],[OmniClass Title]]","v":"13-25 13 25: Anteroom"},null,null,null,null,"23-11 25 15 17","Swinging Gates","23-11 25 15 17: Swinging Gates",null,null,35010,"B10 SUPERSTRUCTURE","B1010 FLOOR CONSTRUCTION","B101002 STRUCTURAL INTERIOR WALLS","General","B101002: SUPERSTRUCTURE, FLOOR CONSTRUCTION, STRUCTURAL INTERIOR WALLS - General"]
[null,null,null,"13-25 13 27","Air Lock","An airlock is a device which permits the passage of people and objects between a pressure vessel and its surroundings while minimizing the change of pressure in the vessel and loss of air from it. The lock consists of a small chamber with two airtight doors in series which do not open simultaneously.",{"$f":"table.SpaceClassification[[#This Row],[OmniClass Number]] & \": \" & table.SpaceClassification[[#This Row],[OmniClass Title]]","v":"13-25 13 27: Air Lock"},null,null,null,null,"23-11 25 15 19","Folding Gates","23-11 25 15 19: Folding Gates",null,null,42026,"B10 SUPERSTRUCTURE","B1010 FLOOR CONSTRUCTION","B101002 STRUCTURAL INTERIOR WALLS","Other","B101002: SUPERSTRUCTURE, FLOOR CONSTRUCTION, STRUCTURAL INTERIOR WALLS - Other"]
[null,null,null,"13-25 13 29","Sally Port","A small controlled space with two doors. Access requires that one door must remain closed to proceed, used for security.",{"$f":"table.SpaceClassification[[#This Row],[OmniClass Number]] & \": \" & table.SpaceClassification[[#This Row],[OmniClass Title]]","v":"13-25 13 29: Sally Port"},null,null,null,null,"23-11 25 17","Gate Hardware","23-11 25 17: Gate Hardware",null,null,43026,"B10 SUPERSTRUCTURE","B1010 FLOOR CONSTRUCTION","B101002 STRUCTURAL INTERIOR WALLS","Unknown","B101002: SUPERSTRUCTURE, FLOOR CONSTRUCTION, STRUCTURAL INTERIOR WALLS - Unknown"]
[null,null,null,"13-25 13 31","Jet Way","An enclosed, telescoping, movable ramplike bridge connecting an airport terminal and an aircraft, for use by passengers in boarding and disembarking.",{"$f":"table.SpaceClassification[[#This Row],[OmniClass Number]] & \": \" & table.SpaceClassification[[#This Row],[OmniClass Title]]","v":"13-25 13 31: Jet Way"},null,null,null,null,"23-11 25 19","Fences","23-11 25 19: Fences",null,null,30216,"B10 SUPERSTRUCTURE","B1010 FLOOR CONSTRUCTION","B101002 STRUCTURAL INTERIOR WALLS","CMU","B101002: SUPERSTRUCTURE, FLOOR CONSTRUCTION, STRUCTURAL INTERIOR WALLS - CMU"]
[null,null,null,"13-25 15 00","Connector","A covered or enclosed bridge, walk-way, tunnel or other similar connecting element between two separate buildings.",{"$f":"table.SpaceClassification[[#This Row],[OmniClass Number]] & \": \" & table.SpaceClassification[[#This Row],[OmniClass Title]]","v":"13-25 15 00: Connector"},null,null,null,null,"23-11 25 19 11","Barbed Wire Fences","23-11 25 19 11: Barbed Wire Fences",null,null,30215,"B10 SUPERSTRUCTURE","B1010 FLOOR CONSTRUCTION","B101002 STRUCTURAL INTERIOR WALLS","Concrete","B101002: SUPERSTRUCTURE, FLOOR CONSTRUCTION, STRUCTURAL INTERIOR WALLS - Concrete"]
[null,null,null,"13-25 17 00","External Circulation Spaces","Unenclosed corridors meeting circulation and exiting requirements of the local building code, and only when there are no fully enclosed corridors on a Floor that provide that function.",{"$f":"table.SpaceClassification[[#This Row],[OmniClass Number]] & \": \" & table.SpaceClassification[[#This Row],[OmniClass Title]]","v":"13-25 17 00: External Circulation Spaces"},null,null,null,null,"23-11 25 19 13","Concertina Wire Fences","23-11 25 19 13: Concertina Wire Fences",null,null,41027,"B10 SUPERSTRUCTURE","B1010 FLOOR CONSTRUCTION","B101003 FLOOR DECKS AND SLABS","General","B101003: SUPERSTRUCTURE, FLOOR CONSTRUCTION, FLOOR DECKS AND SLABS - General"]
[null,null,null,"13-25 19 00","Secondary Circulation Spaces","A portion of a floor required for access to some subdivision of the floor, that does not serve all occupants on a floor, and is not defined as primary circulation Space.",{"$f":"table.SpaceClassification[[#This Row],[OmniClass Number]] & \": \" & table.SpaceClassification[[#This Row],[OmniClass Title]]","v":"13-25 19 00: Secondary Circulation Spaces"},null,null,null,null,"23-11 25 19 15","Composite Fences","23-11 25 19 15: Composite Fences",null,null,42027,"B10 SUPERSTRUCTURE","B1010 FLOOR CONSTRUCTION","B101003 FLOOR DECKS AND SLABS","Other","B101003: SUPERSTRUCTURE, FLOOR CONSTRUCTION, FLOOR DECKS AND SLABS - Other"]
[null,null,null,"13-25 19 11","Door Set-Back","A recess in a vertical wall plane that contains an access and egress to a tenant area, or amenity area, or building service area.",{"$f":"table.SpaceClassification[[#This Row],[OmniClass Number]] & \": \" & table.SpaceClassification[[#This Row],[OmniClass Title]]","v":"13-25 19 11: Door Set-Back"},null,null,null,null,"23-11 25 19 17","Ornamental Metal Fences","23-11 25 19 17: Ornamental Metal Fences",null,null,43027,"B10 SUPERSTRUCTURE","B1010 FLOOR CONSTRUCTION","B101003 FLOOR DECKS AND SLABS","Unknown","B101003: SUPERSTRUCTURE, FLOOR CONSTRUCTION, FLOOR DECKS AND SLABS - Unknown"]
[null,null,null,"13-25 21 00","Restricted Spaces","Space that is normally available for use but is set aside by regulatory authority, such as clear space requirements for electrical closets.",{"$f":"table.SpaceClassification[[#This Row],[OmniClass Number]] & \": \" & table.SpaceClassification[[#This Row],[OmniClass Title]]","v":"13-25 21 00: Restricted Spaces"},null,null,null,null,"23-11 25 19 19","Chain Link Metal Fences","23-11 25 19 19: Chain Link Metal Fences",null,null,21370,"B10 SUPERSTRUCTURE","B1010 FLOOR CONSTRUCTION","B101003 FLOOR DECKS AND SLABS","Deck - Composite w/Bar Joists","B101003: SUPERSTRUCTURE, FLOOR CONSTRUCTION, FLOOR DECKS AND SLABS - Deck - Composite w/Bar Joists"]
[null,null,null,"13-25 23 00","Refuge Spaces","An enclosed space that is protected from the effects of fire permitting a delay in required egress travel time.",{"$f":"table.SpaceClassification[[#This Row],[OmniClass Number]] & \": \" & table.SpaceClassification[[#This Row],[OmniClass Title]]","v":"13-25 23 00: Refuge Spaces"},null,null,null,null,"23-11 25 19 21","Panel Fences","23-11 25 19 21: Panel Fences",null,null,21365,"B10 SUPERSTRUCTURE","B1010 FLOOR CONSTRUCTION","B101003 FLOOR DECKS AND SLABS","Deck - Composite w/Structural Beam","B101003: SUPERSTRUCTURE, FLOOR CONSTRUCTION, FLOOR DECKS AND SLABS - Deck - Composite w/Structural Beam"]
[null,null,null,"13-31 00 00","Education and Training Spaces","Space used for education.",{"$f":"table.SpaceClassification[[#This Row],[OmniClass Number]] & \": \" & table.SpaceClassification[[#This Row],[OmniClass Title]]","v":"13-31 00 00: Education and Training Spaces"},null,null,null,null,"23-11 25 19 23","Plastic Fences","23-11 25 19 23: Plastic Fences",null,null,21369,"B10 SUPERSTRUCTURE","B1010 FLOOR CONSTRUCTION","B101003 FLOOR DECKS AND SLABS","Deck - Light Gauge Steel","B101003: SUPERSTRUCTURE, FLOOR CONSTRUCTION, FLOOR DECKS AND SLABS - Deck - Light Gauge Steel"]
[null,null,null,"13-31 11 00","Breakout Space","A space associated with a classroom or training room that is designated for discussions, side meetings, and breaks.",{"$f":"table.SpaceClassification[[#This Row],[OmniClass Number]] & \": \" & table.SpaceClassification[[#This Row],[OmniClass Title]]","v":"13-31 11 00: Breakout Space"},null,null,null,null,"23-11 25 19 25","Post Fences","23-11 25 19 25: Post Fences",null,null,21367,"B10 SUPERSTRUCTURE","B1010 FLOOR CONSTRUCTION","B101003 FLOOR DECKS AND SLABS","Deck - Wood Beam and Joist","B101003: SUPERSTRUCTURE, FLOOR CONSTRUCTION, FLOOR DECKS AND SLABS - Deck - Wood Beam and Joist"]
[null,null,null,"13-31 13 00","Lecture and Classroom Spaces","Spaces used for classes, lectures, symposiums, and speeches.",{"$f":"table.SpaceClassification[[#This Row],[OmniClass Number]] & \": \" & table.SpaceClassification[[#This Row],[OmniClass Title]]","v":"13-31 13 00: Lecture and Classroom Spaces"},null,null,null,null,"23-11 25 19 27","Rail Fences","23-11 25 19 27: Rail Fences",null,null,21368,"B10 SUPERSTRUCTURE","B1010 FLOOR CONSTRUCTION","B101003 FLOOR DECKS AND SLABS","Slab - CIP Concrete","B101003: SUPERSTRUCTURE, FLOOR CONSTRUCTION, FLOOR DECKS AND SLABS - Slab - CIP Concrete"]
[null,null,null,"13-31 13 11","Lecture Classroom ","A room in which teaching or learning activities can take place.",{"$f":"table.SpaceClassification[[#This Row],[OmniClass Number]] & \": \" & table.SpaceClassification[[#This Row],[OmniClass Title]]","v":"13-31 13 11: Lecture Classroom "},null,null,null,null,"23-11 25 19 29","Razor Wire Fences","23-11 25 19 29: Razor Wire Fences",null,null,21364,"B10 SUPERSTRUCTURE","B1010 FLOOR CONSTRUCTION","B101003 FLOOR DECKS AND SLABS","Slab - Precast Concrete","B101003: SUPERSTRUCTURE, FLOOR CONSTRUCTION, FLOOR DECKS AND SLABS - Slab - Precast Concrete"]
[null,null,null,"13-31 13 13","Classrooms (age 9 plus) ","A room in which teaching or learning activities can take place for older children, ages 9 and over.",{"$f":"table.SpaceClassification[[#This Row],[OmniClass Number]] & \": \" & table.SpaceClassification[[#This Row],[OmniClass Title]]","v":"13-31 13 13: Classrooms (age 9 plus) "},null,null,null,null,"23-11 25 19 31","Wood Fences","23-11 25 19 31: Wood Fences",null,null,21621,"B10 SUPERSTRUCTURE","B1010 FLOOR CONSTRUCTION","B101004 INCLINED AND STEPPED FLOORS","General","B101004: SUPERSTRUCTURE, FLOOR CONSTRUCTION, INCLINED AND STEPPED FLOORS - General"]
[null,null,null,"13-31 13 15","Classrooms (ages 5–8) ","A room in which teaching or learning activities can take place for younger children, ages 8 and younger.",{"$f":"table.SpaceClassification[[#This Row],[OmniClass Number]] & \": \" & table.SpaceClassification[[#This Row],[OmniClass Title]]","v":"13-31 13 15: Classrooms (ages 5–8) "},null,null,null,null,"23-11 25 19 33","Fencing Fabrics","23-11 25 19 33: Fencing Fabrics",null,null,42028,"B10 SUPERSTRUCTURE","B1010 FLOOR CONSTRUCTION","B101004 INCLINED AND STEPPED FLOORS","Other","B101004: SUPERSTRUCTURE, FLOOR CONSTRUCTION, INCLINED AND STEPPED FLOORS - Other"]
[null,null,null,"13-31 13 17","Lecture Hall (Fixed Seats) ","A large room used for instruction, typically at a college or university, with a capacity in the hundreds.",{"$f":"table.SpaceClassification[[#This Row],[OmniClass Number]] & \": \" & table.SpaceClassification[[#This Row],[OmniClass Title]]","v":"13-31 13 17: Lecture Hall (Fixed Seats) "},null,null,null,null,"23-11 25 19 35","Fencing Accessories","23-11 25 19 35: Fencing Accessories",null,null,43028,"B10 SUPERSTRUCTURE","B1010 FLOOR CONSTRUCTION","B101004 INCLINED AND STEPPED FLOORS","Unknown","B101004: SUPERSTRUCTURE, FLOOR CONSTRUCTION, INCLINED AND STEPPED FLOORS - Unknown"]
[null,null,null,"13-31 13 19","Assembly Hall","A hall where many students and teachers can congregate.",{"$f":"table.SpaceClassification[[#This Row],[OmniClass Number]] & \": \" & table.SpaceClassification[[#This Row],[OmniClass Title]]","v":"13-31 13 19: Assembly Hall"},null,null,null,null,"23-11 25 19 35 11","Barbed Wire","23-11 25 19 35 11: Barbed Wire",null,null,30217,"B10 SUPERSTRUCTURE","B1010 FLOOR CONSTRUCTION","B101005 BALCONY CONSTRUCTION","General","B101005: SUPERSTRUCTURE, FLOOR CONSTRUCTION, BALCONY CONSTRUCTION - General"]
[null,null,null,"13-31 13 21","Seminar Room","A space for conducting a course offered for a small group of advanced students.",{"$f":"table.SpaceClassification[[#This Row],[OmniClass Number]] & \": \" & table.SpaceClassification[[#This Row],[OmniClass Title]]","v":"13-31 13 21: Seminar Room"},null,null,null,null,"23-11 25 19 35 13","Concertina Wire","23-11 25 19 35 13: Concertina Wire",null,null,42029,"B10 SUPERSTRUCTURE","B1010 FLOOR CONSTRUCTION","B101005 BALCONY CONSTRUCTION","Other","B101005: SUPERSTRUCTURE, FLOOR CONSTRUCTION, BALCONY CONSTRUCTION - Other"]
[null,null,null,"13-31 15 00","Class Laboratories","A space used primarily for formally or regularly scheduled instruction that require special purpose equipment or a specific space configuration for student participation, experimentation, observation, or practice in an academic discipline.",{"$f":"table.SpaceClassification[[#This Row],[OmniClass Number]] & \": \" & table.SpaceClassification[[#This Row],[OmniClass Title]]","v":"13-31 15 00: Class Laboratories"},null,null,null,null,"23-11 25 19 35 15","Fence Posts","23-11 25 19 35 15: Fence Posts",null,null,43029,"B10 SUPERSTRUCTURE","B1010 FLOOR CONSTRUCTION","B101005 BALCONY CONSTRUCTION","Unknown","B101005: SUPERSTRUCTURE, FLOOR CONSTRUCTION, BALCONY CONSTRUCTION - Unknown"]
[null,null,null,"13-31 15 11","Open Class Laboratory","An educational space that provides controlled conditions in which scientific research, experiments, and measurement may be performed for teaching purposes.",{"$f":"table.SpaceClassification[[#This Row],[OmniClass Number]] & \": \" & table.SpaceClassification[[#This Row],[OmniClass Title]]","v":"13-31 15 11: Open Class Laboratory"},null,null,null,null,"23-11 27 11","Plant Maintenance and Preparation Products","23-11 27 11: Plant Maintenance and Preparation Products",null,null,30218,"B10 SUPERSTRUCTURE","B1010 FLOOR CONSTRUCTION","B101006 RAMPS","General","B101006: SUPERSTRUCTURE, FLOOR CONSTRUCTION, RAMPS - General"]
[null,null,null,"13-31 15 11 11","Physics Teaching Laboratory","An educational laboratory space for teaching physics through hands on experimentation and demonstration.",{"$f":"table.SpaceClassification[[#This Row],[OmniClass Number]] & \": \" & table.SpaceClassification[[#This Row],[OmniClass Title]]","v":"13-31 15 11 11: Physics Teaching Laboratory"},null,null,null,null,"23-11 27 11 11","Topsoil","23-11 27 11 11: Topsoil",null,null,42030,"B10 SUPERSTRUCTURE","B1010 FLOOR CONSTRUCTION","B101006 RAMPS","Other","B101006: SUPERSTRUCTURE, FLOOR CONSTRUCTION, RAMPS - Other"]
[null,null,null,"13-31 15 11 13","Astronomy Teaching Laboratory","An educational laboratory space for teaching astronomy through hands on experimentation and demonstration.  May require a planetarium and rooftop observation platforms.",{"$f":"table.SpaceClassification[[#This Row],[OmniClass Number]] & \": \" & table.SpaceClassification[[#This Row],[OmniClass Title]]","v":"13-31 15 11 13: Astronomy Teaching Laboratory"},null,null,null,null,"23-11 27 11 11 11","Loam","23-11 27 11 11 11: Loam",null,null,43030,"B10 SUPERSTRUCTURE","B1010 FLOOR CONSTRUCTION","B101006 RAMPS","Unknown","B101006: SUPERSTRUCTURE, FLOOR CONSTRUCTION, RAMPS - Unknown"]
[null,null,null,"13-31 15 13","Research/non-class Class Laboratory","A space used for laboratory experimentation, research, or training in research methods; professional research and observation; or structured creative activity within a specific program or for sponsored research.",{"$f":"table.SpaceClassification[[#This Row],[OmniClass Number]] & \": \" & table.SpaceClassification[[#This Row],[OmniClass Title]]","v":"13-31 15 13: Research/non-class Class Laboratory"},null,null,null,null,"23-11 27 11 11 13","Peat Soil","23-11 27 11 11 13: Peat Soil",null,null,30219,"B10 SUPERSTRUCTURE","B1010 FLOOR CONSTRUCTION","B101007 FLOOR RACEWAY SYSTEMS","General","B101007: SUPERSTRUCTURE, FLOOR CONSTRUCTION, FLOOR RACEWAY SYSTEMS - General"]
[null,null,null,"13-31 15 15","Laboratory Service Space","A space that directly serves one or more class laboratories as an extension of the activities in those spaces.",{"$f":"table.SpaceClassification[[#This Row],[OmniClass Number]] & \": \" & table.SpaceClassification[[#This Row],[OmniClass Title]]","v":"13-31 15 15: Laboratory Service Space"},null,null,null,null,"23-11 27 11 13","Soil Fertilizers","23-11 27 11 13: Soil Fertilizers",null,null,42031,"B10 SUPERSTRUCTURE","B1010 FLOOR CONSTRUCTION","B101007 FLOOR RACEWAY SYSTEMS","Other","B101007: SUPERSTRUCTURE, FLOOR CONSTRUCTION, FLOOR RACEWAY SYSTEMS - Other"]
[null,null,null,"13-31 15 15","Laboratory Service Space","A space that directly serves one or more class laboratories as an extension of the activities in those spaces.",{"$f":"table.SpaceClassification[[#This Row],[OmniClass Number]] & \": \" & table.SpaceClassification[[#This Row],[OmniClass Title]]","v":"13-31 15 15: Laboratory Service Space"},null,null,null,null,"23-11 27 11 15","Soil Herbicides","23-11 27 11 15: Soil Herbicides",null,null,43031,"B10 SUPERSTRUCTURE","B1010 FLOOR CONSTRUCTION","B101007 FLOOR RACEWAY SYSTEMS","Unknown","B101007: SUPERSTRUCTURE, FLOOR CONSTRUCTION, FLOOR RACEWAY SYSTEMS - Unknown"]
[null,null,null,"13-31 15 15","Laboratory Service Space","A space that directly serves one or more class laboratories as an extension of the activities in those spaces.",{"$f":"table.SpaceClassification[[#This Row],[OmniClass Number]] & \": \" & table.SpaceClassification[[#This Row],[OmniClass Title]]","v":"13-31 15 15: Laboratory Service Space"},null,null,null,null,"23-11 27 11 15 11","Combined Soil Fertilizer and Herbicides","23-11 27 11 15 11: Combined Soil Fertilizer and Herbicides",null,null,41032,"B10 SUPERSTRUCTURE","B1010 FLOOR CONSTRUCTION","B101090 OTHER FLOOR CONSTRUCTION","General","B101090: SUPERSTRUCTURE, FLOOR CONSTRUCTION, OTHER FLOOR CONSTRUCTION - General"]
[null,null,null,"13-31 17 00","Training Spaces","Space that is similar in configuration to a classroom but which contains specialized equipment or machinery used as part of a specific training activity.",{"$f":"table.SpaceClassification[[#This Row],[OmniClass Number]] & \": \" & table.SpaceClassification[[#This Row],[OmniClass Title]]","v":"13-31 17 00: Training Spaces"},null,null,null,null,"23-11 27 11 17","Mulch","23-11 27 11 17: Mulch",null,null,21366,"B10 SUPERSTRUCTURE","B1010 FLOOR CONSTRUCTION","B101090 OTHER FLOOR CONSTRUCTION","Other","B101090: SUPERSTRUCTURE, FLOOR CONSTRUCTION, OTHER FLOOR CONSTRUCTION - Other"]
[null,null,null,"13-31 17 11","Computer Lab","Space, often found in libraries, schools, government buildings, science labs, or community centers, which contains many networked computers and may contain printers, scanners, or other peripherals for public use.",{"$f":"table.SpaceClassification[[#This Row],[OmniClass Number]] & \": \" & table.SpaceClassification[[#This Row],[OmniClass Title]]","v":"13-31 17 11: Computer Lab"},null,null,null,null,"23-11 27 11 19","Soil Mats","23-11 27 11 19: Soil Mats",null,null,43032,"B10 SUPERSTRUCTURE","B1010 FLOOR CONSTRUCTION","B101090 OTHER FLOOR CONSTRUCTION","Unknown","B101090: SUPERSTRUCTURE, FLOOR CONSTRUCTION, OTHER FLOOR CONSTRUCTION - Unknown"]
[null,null,null,"13-31 17 13","Woodshop/Metalshop ","A room for providing vocational education and training in the skills needed to perform a particular job, such as wood or metal working.",{"$f":"table.SpaceClassification[[#This Row],[OmniClass Number]] & \": \" & table.SpaceClassification[[#This Row],[OmniClass Title]]","v":"13-31 17 13: Woodshop/Metalshop "},null,null,null,null,"23-11 27 11 21","Plant Netting","23-11 27 11 21: Plant Netting",null,null,41033,"B10 SUPERSTRUCTURE","B1020 ROOF CONSTRUCTION","B102001 STRUCTURAL FRAME","General","B102001: SUPERSTRUCTURE, ROOF CONSTRUCTION, STRUCTURAL FRAME - General"]
[null,null,null,"13-31 17 15","Training Support Space","Space which is used for support services directly related to training activities.",{"$f":"table.SpaceClassification[[#This Row],[OmniClass Number]] & \": \" & table.SpaceClassification[[#This Row],[OmniClass Title]]","v":"13-31 17 15: Training Support Space"},null,null,null,null,"23-11 27 11 23","Landscaping Stakes","23-11 27 11 23: Landscaping Stakes",null,null,42033,"B10 SUPERSTRUCTURE","B1020 ROOF CONSTRUCTION","B102001 STRUCTURAL FRAME","Other","B102001: SUPERSTRUCTURE, ROOF CONSTRUCTION, STRUCTURAL FRAME - Other"]
[null,null,null,"13-31 17 17","Religious Education Space","Space for training of those who perform or administer religious rites, both laypeople and clergy.",{"$f":"table.SpaceClassification[[#This Row],[OmniClass Number]] & \": \" & table.SpaceClassification[[#This Row],[OmniClass Title]]","v":"13-31 17 17: Religious Education Space"},null,null,null,null,"23-11 27 11 25","Landscaping Blankets","23-11 27 11 25: Landscaping Blankets",null,null,43033,"B10 SUPERSTRUCTURE","B1020 ROOF CONSTRUCTION","B102001 STRUCTURAL FRAME","Unknown","B102001: SUPERSTRUCTURE, ROOF CONSTRUCTION, STRUCTURAL FRAME - Unknown"]
[null,null,null,"13-31 19 00","Study Spaces","Spaces in which learning or experimentation take place.",{"$f":"table.SpaceClassification[[#This Row],[OmniClass Number]] & \": \" & table.SpaceClassification[[#This Row],[OmniClass Title]]","v":"13-31 19 00: Study Spaces"},null,null,null,null,"23-11 27 11 27","Landscaping Ground Covers","23-11 27 11 27: Landscaping Ground Covers",null,null,30021,"B10 SUPERSTRUCTURE","B1020 ROOF CONSTRUCTION","B102001 STRUCTURAL FRAME","Beam/Girder","B102001: SUPERSTRUCTURE, ROOF CONSTRUCTION, STRUCTURAL FRAME - Beam/Girder"]
[null,null,null,"13-31 19 13","Study Room","A room or area used by individuals to study at their convenience, the space not being restricted to a particular subject or discipline by contained equipment.",{"$f":"table.SpaceClassification[[#This Row],[OmniClass Number]] & \": \" & table.SpaceClassification[[#This Row],[OmniClass Title]]","v":"13-31 19 13: Study Room"},null,null,null,null,"23-11 27 11 29","Landscaping Forms","23-11 27 11 29: Landscaping Forms",null,null,30022,"B10 SUPERSTRUCTURE","B1020 ROOF CONSTRUCTION","B102001 STRUCTURAL FRAME","Beam/Girder - Concrete","B102001: SUPERSTRUCTURE, ROOF CONSTRUCTION, STRUCTURAL FRAME - Beam/Girder - Concrete"]
[null,null,null,"13-31 19 15","Study Service","A space that directly serves study spaces, stacks, open-stack study spaces, or processing rooms as a direct extension of the activities in those spaces. stack and study areas.",{"$f":"table.SpaceClassification[[#This Row],[OmniClass Number]] & \": \" & table.SpaceClassification[[#This Row],[OmniClass Title]]","v":"13-31 19 15: Study Service"},null,null,null,null,"23-11 27 11 31","Landscaping Stabilizers","23-11 27 11 31: Landscaping Stabilizers",null,null,30023,"B10 SUPERSTRUCTURE","B1020 ROOF CONSTRUCTION","B102001 STRUCTURAL FRAME","Beam/Girder - Metal","B102001: SUPERSTRUCTURE, ROOF CONSTRUCTION, STRUCTURAL FRAME - Beam/Girder - Metal"]
[null,null,null,"13-33 00 00","Recreation Spaces","A space for any leisure activity, such as play, that diverts, amuses or stimulates.",{"$f":"table.SpaceClassification[[#This Row],[OmniClass Number]] & \": \" & table.SpaceClassification[[#This Row],[OmniClass Title]]","v":"13-33 00 00: Recreation Spaces"},null,null,null,null,"23-11 27 11 33","Lime","23-11 27 11 33: Lime",null,null,30024,"B10 SUPERSTRUCTURE","B1020 ROOF CONSTRUCTION","B102001 STRUCTURAL FRAME","Beam/Girder - Wood","B102001: SUPERSTRUCTURE, ROOF CONSTRUCTION, STRUCTURAL FRAME - Beam/Girder - Wood"]
[null,null,null,"13-33 11 00","Athletic Recreation Spaces","Spaces for participating in sports and athletic activities.",{"$f":"table.SpaceClassification[[#This Row],[OmniClass Number]] & \": \" & table.SpaceClassification[[#This Row],[OmniClass Title]]","v":"13-33 11 00: Athletic Recreation Spaces"},null,null,null,null,"23-11 27 11 35","Mowing Equipment","23-11 27 11 35: Mowing Equipment",null,null,30017,"B10 SUPERSTRUCTURE","B1020 ROOF CONSTRUCTION","B102001 STRUCTURAL FRAME","Column","B102001: SUPERSTRUCTURE, ROOF CONSTRUCTION, STRUCTURAL FRAME - Column"]
[null,null,null,"13-33 11 11","Athletic  Spectator Seating","The covered seating area used by students, staff, or the public to watch athletic events.",{"$f":"table.SpaceClassification[[#This Row],[OmniClass Number]] & \": \" & table.SpaceClassification[[#This Row],[OmniClass Title]]","v":"13-33 11 11: Athletic  Spectator Seating"},null,null,null,null,"23-11 27 11 35 11","Lawnmowers","23-11 27 11 35 11: Lawnmowers",null,null,30018,"B10 SUPERSTRUCTURE","B1020 ROOF CONSTRUCTION","B102001 STRUCTURAL FRAME","Column - Concrete","B102001: SUPERSTRUCTURE, ROOF CONSTRUCTION, STRUCTURAL FRAME - Column - Concrete"]
[null,null,null,"13-33 11 11 11","Bleacher","A seating section commonly found in athletic spaces but occasionally found in performance spaces, containing bench seating instead of separate seats.",{"$f":"table.SpaceClassification[[#This Row],[OmniClass Number]] & \": \" & table.SpaceClassification[[#This Row],[OmniClass Title]]","v":"13-33 11 11 11: Bleacher"},"bleachers",null,null,null,"23-11 27 11 35 13","Garden Tractors","23-11 27 11 35 13: Garden Tractors",null,null,30019,"B10 SUPERSTRUCTURE","B1020 ROOF CONSTRUCTION","B102001 STRUCTURAL FRAME","Column - Metal","B102001: SUPERSTRUCTURE, ROOF CONSTRUCTION, STRUCTURAL FRAME - Column - Metal"]
[null,null,null,"13-33 11 13","Team Athletic Recreation Spaces","Spaces for participating in team sports and athletic activities.",{"$f":"table.SpaceClassification[[#This Row],[OmniClass Number]] & \": \" & table.SpaceClassification[[#This Row],[OmniClass Title]]","v":"13-33 11 13: Team Athletic Recreation Spaces"},null,null,null,null,"23-11 27 11 37","Pruning Equipment","23-11 27 11 37: Pruning Equipment",null,null,30020,"B10 SUPERSTRUCTURE","B1020 ROOF CONSTRUCTION","B102001 STRUCTURAL FRAME","Column - Wood","B102001: SUPERSTRUCTURE, ROOF CONSTRUCTION, STRUCTURAL FRAME - Column - Wood"]
[null,null,null,"13-33 11 13 11","Baseball Field","A playing field on which the game of baseball is played.",{"$f":"table.SpaceClassification[[#This Row],[OmniClass Number]] & \": \" & table.SpaceClassification[[#This Row],[OmniClass Title]]","v":"13-33 11 13 11: Baseball Field"},"recreation",null,null,null,"23-11 27 11 39","Watering Equipment","23-11 27 11 39: Watering Equipment",null,null,30025,"B10 SUPERSTRUCTURE","B1020 ROOF CONSTRUCTION","B102001 STRUCTURAL FRAME","Truss/Joist","B102001: SUPERSTRUCTURE, ROOF CONSTRUCTION, STRUCTURAL FRAME - Truss/Joist"]
[null,null,null,"13-33 11 13 13","Softball Fields","A playing field on which the game of softball is played.  See also Baseball Field.",{"$f":"table.SpaceClassification[[#This Row],[OmniClass Number]] & \": \" & table.SpaceClassification[[#This Row],[OmniClass Title]]","v":"13-33 11 13 13: Softball Fields"},"recreation",null,null,null,"23-11 27 13","Planting Accessories","23-11 27 13: Planting Accessories",null,null,30026,"B10 SUPERSTRUCTURE","B1020 ROOF CONSTRUCTION","B102001 STRUCTURAL FRAME","Truss/Joist - Concrete","B102001: SUPERSTRUCTURE, ROOF CONSTRUCTION, STRUCTURAL FRAME - Truss/Joist - Concrete"]
[null,null,null,"13-33 11 13 15","Dugouts","A sunken shelter at the side of a baseball or football (soccer) field where non-playing team members sit.",{"$f":"table.SpaceClassification[[#This Row],[OmniClass Number]] & \": \" & table.SpaceClassification[[#This Row],[OmniClass Title]]","v":"13-33 11 13 15: Dugouts"},null,null,null,null,"23-11 27 13 11","Landscaping Edging","23-11 27 13 11: Landscaping Edging",null,null,30027,"B10 SUPERSTRUCTURE","B1020 ROOF CONSTRUCTION","B102001 STRUCTURAL FRAME","Truss/Joist - Metal","B102001: SUPERSTRUCTURE, ROOF CONSTRUCTION, STRUCTURAL FRAME - Truss/Joist - Metal"]
[null,null,null,"13-33 11 13 17","Grass Playing Fields","A grass field on which a game, esp. a ball game, is played.",{"$f":"table.SpaceClassification[[#This Row],[OmniClass Number]] & \": \" & table.SpaceClassification[[#This Row],[OmniClass Title]]","v":"13-33 11 13 17: Grass Playing Fields"},"recreation",null,null,null,"23-11 27 13 13","Landscape Timbers","23-11 27 13 13: Landscape Timbers",null,null,30028,"B10 SUPERSTRUCTURE","B1020 ROOF CONSTRUCTION","B102001 STRUCTURAL FRAME","Truss/Joist - Wood","B102001: SUPERSTRUCTURE, ROOF CONSTRUCTION, STRUCTURAL FRAME - Truss/Joist - Wood"]
[null,null,null,"13-33 11 13 19","Synthetic Fields","A field, often used for team sports, planted with a synthetic grass substitute.",{"$f":"table.SpaceClassification[[#This Row],[OmniClass Number]] & \": \" & table.SpaceClassification[[#This Row],[OmniClass Title]]","v":"13-33 11 13 19: Synthetic Fields"},"recreation",null,null,null,"23-11 27 13 15","Landscape Stone","23-11 27 13 15: Landscape Stone",null,null,35006,"B10 SUPERSTRUCTURE","B1020 ROOF CONSTRUCTION","B102002 STRUCTURAL INTERIOR WALLS","General","B102002: SUPERSTRUCTURE, ROOF CONSTRUCTION, STRUCTURAL INTERIOR WALLS - General"]
[null,null,null,"13-33 11 13 21","Football Field","A playing field on which the game of American football is played. Also used as an informal measurement of size.",{"$f":"table.SpaceClassification[[#This Row],[OmniClass Number]] & \": \" & table.SpaceClassification[[#This Row],[OmniClass Title]]","v":"13-33 11 13 21: Football Field"},null,null,null,null,"23-11 27 13 15 11","Boulders","23-11 27 13 15 11: Boulders",null,null,42034,"B10 SUPERSTRUCTURE","B1020 ROOF CONSTRUCTION","B102002 STRUCTURAL INTERIOR WALLS","Other","B102002: SUPERSTRUCTURE, ROOF CONSTRUCTION, STRUCTURAL INTERIOR WALLS - Other"]
[null,null,null,"13-33 11 13 23","Soccer Field","A playing field on which the game of soccer is played.",{"$f":"table.SpaceClassification[[#This Row],[OmniClass Number]] & \": \" & table.SpaceClassification[[#This Row],[OmniClass Title]]","v":"13-33 11 13 23: Soccer Field"},null,null,null,null,"23-11 27 13 17","Planters","23-11 27 13 17: Planters",null,null,43034,"B10 SUPERSTRUCTURE","B1020 ROOF CONSTRUCTION","B102002 STRUCTURAL INTERIOR WALLS","Unknown","B102002: SUPERSTRUCTURE, ROOF CONSTRUCTION, STRUCTURAL INTERIOR WALLS - Unknown"]
[null,null,null,"13-33 11 13 25","Basketball Courts","A concreted outside area or tiled or wooden inside area on which the game of basketball is played.",{"$f":"table.SpaceClassification[[#This Row],[OmniClass Number]] & \": \" & table.SpaceClassification[[#This Row],[OmniClass Title]]","v":"13-33 11 13 25: Basketball Courts"},null,null,null,null,"23-11 27 13 19","Tree Grates","23-11 27 13 19: Tree Grates",null,null,30221,"B10 SUPERSTRUCTURE","B1020 ROOF CONSTRUCTION","B102002 STRUCTURAL INTERIOR WALLS","CMU","B102002: SUPERSTRUCTURE, ROOF CONSTRUCTION, STRUCTURAL INTERIOR WALLS - CMU"]
[null,null,null,"13-33 11 13 27","Field Light Poles","Spaces for lighting equipment used to illuminate a team sport playfield.",{"$f":"table.SpaceClassification[[#This Row],[OmniClass Number]] & \": \" & table.SpaceClassification[[#This Row],[OmniClass Title]]","v":"13-33 11 13 27: Field Light Poles"},"lightpost",null,null,null,"23-11 27 13 21","Tree Grids","23-11 27 13 21: Tree Grids",null,null,30220,"B10 SUPERSTRUCTURE","B1020 ROOF CONSTRUCTION","B102002 STRUCTURAL INTERIOR WALLS","Concrete","B102002: SUPERSTRUCTURE, ROOF CONSTRUCTION, STRUCTURAL INTERIOR WALLS - Concrete"]
[null,null,null,"13-33 11 13 29","Press Box","The section in a stadium or arena set aside for the press, or specifically for sportscasters.",{"$f":"table.SpaceClassification[[#This Row],[OmniClass Number]] & \": \" & table.SpaceClassification[[#This Row],[OmniClass Title]]","v":"13-33 11 13 29: Press Box"},null,null,null,null,"23-11 27 13 23","Tree Guards","23-11 27 13 23: Tree Guards",null,null,41035,"B10 SUPERSTRUCTURE","B1020 ROOF CONSTRUCTION","B102003 ROOF DECKS AND SLABS","General","B102003: SUPERSTRUCTURE, ROOF CONSTRUCTION, ROOF DECKS AND SLABS - General"]
[null,null,null,"13-33 11 13 31","Scoreboards","A large board that displays the score in a game or contest.",{"$f":"table.SpaceClassification[[#This Row],[OmniClass Number]] & \": \" & table.SpaceClassification[[#This Row],[OmniClass Title]]","v":"13-33 11 13 31: Scoreboards"},null,null,null,null,"23-11 27 13 25","Plant Tubs","23-11 27 13 25: Plant Tubs",null,null,42035,"B10 SUPERSTRUCTURE","B1020 ROOF CONSTRUCTION","B102003 ROOF DECKS AND SLABS","Other","B102003: SUPERSTRUCTURE, ROOF CONSTRUCTION, ROOF DECKS AND SLABS - Other"]
[null,null,null,"13-33 11 15","Individual Athletic Recreation Spaces","Spaces for participating in individual sports and athletic activities.",{"$f":"table.SpaceClassification[[#This Row],[OmniClass Number]] & \": \" & table.SpaceClassification[[#This Row],[OmniClass Title]]","v":"13-33 11 15: Individual Athletic Recreation Spaces"},null,null,null,null,"23-11 27 15","Irrigation Equipment","23-11 27 15: Irrigation Equipment",null,null,43035,"B10 SUPERSTRUCTURE","B1020 ROOF CONSTRUCTION","B102003 ROOF DECKS AND SLABS","Unknown","B102003: SUPERSTRUCTURE, ROOF CONSTRUCTION, ROOF DECKS AND SLABS - Unknown"]
[null,null,null,"13-33 11 15 11","Hard Playing Surfaces","Hard-surfaced spaces used for individual or team recreation, such as playgrounds.",{"$f":"table.SpaceClassification[[#This Row],[OmniClass Number]] & \": \" & table.SpaceClassification[[#This Row],[OmniClass Title]]","v":"13-33 11 15 11: Hard Playing Surfaces"},null,null,null,null,"23-11 27 15 11","Irrigation Sprinklers","23-11 27 15 11: Irrigation Sprinklers",null,null,21372,"B10 SUPERSTRUCTURE","B1020 ROOF CONSTRUCTION","B102003 ROOF DECKS AND SLABS","CIP Concrete Beam and Slab","B102003: SUPERSTRUCTURE, ROOF CONSTRUCTION, ROOF DECKS AND SLABS - CIP Concrete Beam and Slab"]
[null,null,null,"13-33 11 15 13","Tennis Courts","A firm, rectangular surface, marked with lines and having a net across the middle, where the game of tennis is played.",{"$f":"table.SpaceClassification[[#This Row],[OmniClass Number]] & \": \" & table.SpaceClassification[[#This Row],[OmniClass Title]]","v":"13-33 11 15 13: Tennis Courts"},null,null,null,null,"23-11 27 15 11 11","Installed Sprinkler Heads","23-11 27 15 11 11: Installed Sprinkler Heads",null,null,30033,"B10 SUPERSTRUCTURE","B1020 ROOF CONSTRUCTION","B102003 ROOF DECKS AND SLABS","Deck - Fiber Cement","B102003: SUPERSTRUCTURE, ROOF CONSTRUCTION, ROOF DECKS AND SLABS - Deck - Fiber Cement"]
[null,null,null,"13-33 11 15 15","Volleyball Court","A rectangular surface marked with lines and having a high net across the middle, where the game of volleyball is played.",{"$f":"table.SpaceClassification[[#This Row],[OmniClass Number]] & \": \" & table.SpaceClassification[[#This Row],[OmniClass Title]]","v":"13-33 11 15 15: Volleyball Court"},null,null,null,null,"23-11 27 15 11 13","Portable Lawn Sprinklers","23-11 27 15 11 13: Portable Lawn Sprinklers",null,null,30034,"B10 SUPERSTRUCTURE","B1020 ROOF CONSTRUCTION","B102003 ROOF DECKS AND SLABS","Deck - Fiberglass","B102003: SUPERSTRUCTURE, ROOF CONSTRUCTION, ROOF DECKS AND SLABS - Deck - Fiberglass"]
[null,null,null,"13-33 11 15 17","Golf Course","A grassy course consisting of series of holes, each with a teeing ground, fairway, rough and other hazards, and a green with a pin and cup, all designed for the game of golf.",{"$f":"table.SpaceClassification[[#This Row],[OmniClass Number]] & \": \" & table.SpaceClassification[[#This Row],[OmniClass Title]]","v":"13-33 11 15 17: Golf Course"},null,null,null,null,"23-11 27 15 13","Irrigation Hoses","23-11 27 15 13: Irrigation Hoses",null,null,30035,"B10 SUPERSTRUCTURE","B1020 ROOF CONSTRUCTION","B102003 ROOF DECKS AND SLABS","Deck - Gypsum","B102003: SUPERSTRUCTURE, ROOF CONSTRUCTION, ROOF DECKS AND SLABS - Deck - Gypsum"]
[null,null,null,"13-33 11 15 19","Driving Range","A facility for practicing driving golf balls.",{"$f":"table.SpaceClassification[[#This Row],[OmniClass Number]] & \": \" & table.SpaceClassification[[#This Row],[OmniClass Title]]","v":"13-33 11 15 19: Driving Range"},null,null,null,null,"23-11 27 15 13 11","Irrigation Weep Hoses","23-11 27 15 13 11: Irrigation Weep Hoses",null,null,30036,"B10 SUPERSTRUCTURE","B1020 ROOF CONSTRUCTION","B102003 ROOF DECKS AND SLABS","Deck - Other","B102003: SUPERSTRUCTURE, ROOF CONSTRUCTION, ROOF DECKS AND SLABS - Deck - Other"]
[null,null,null,"13-33 11 15 21","Golf Course Support Space","Spaces designed to support golf courses on the installation.  Space may include equipment storage and maintenance areas, locker rooms, and equipment sales area.",{"$f":"table.SpaceClassification[[#This Row],[OmniClass Number]] & \": \" & table.SpaceClassification[[#This Row],[OmniClass Title]]","v":"13-33 11 15 21: Golf Course Support Space"},null,null,null,null,"23-11 27 17","Lawns and Grasses","23-11 27 17: Lawns and Grasses",null,null,21374,"B10 SUPERSTRUCTURE","B1020 ROOF CONSTRUCTION","B102003 ROOF DECKS AND SLABS","Deck - Steel","B102003: SUPERSTRUCTURE, ROOF CONSTRUCTION, ROOF DECKS AND SLABS - Deck - Steel"]
[null,null,null,"13-33 11 15 23","Skating Rink","A specially frozen surface of water on which people skate or play ice hockey.",{"$f":"table.SpaceClassification[[#This Row],[OmniClass Number]] & \": \" & table.SpaceClassification[[#This Row],[OmniClass Title]]","v":"13-33 11 15 23: Skating Rink"},null,null,null,null,"23-11 27 17 11","Hydro Mulch","23-11 27 17 11: Hydro Mulch",null,null,21375,"B10 SUPERSTRUCTURE","B1020 ROOF CONSTRUCTION","B102003 ROOF DECKS AND SLABS","Deck - Wood","B102003: SUPERSTRUCTURE, ROOF CONSTRUCTION, ROOF DECKS AND SLABS - Deck - Wood"]
[null,null,null,"13-33 11 15 25","Boxing Ring","A space, usually square, with elastic ropes around the edge, in which a boxing match is competed.",{"$f":"table.SpaceClassification[[#This Row],[OmniClass Number]] & \": \" & table.SpaceClassification[[#This Row],[OmniClass Title]]","v":"13-33 11 15 25: Boxing Ring"},null,null,null,null,"23-11 27 17 13","Grass Plugs","23-11 27 17 13: Grass Plugs",null,null,21622,"B10 SUPERSTRUCTURE","B1020 ROOF CONSTRUCTION","B102003 ROOF DECKS AND SLABS","Slab - CIP Concrete","B102003: SUPERSTRUCTURE, ROOF CONSTRUCTION, ROOF DECKS AND SLABS - Slab - CIP Concrete"]
[null,null,null,"13-33 11 15 27","Wrestling Mat","A space in which a wrestling match is competed.",{"$f":"table.SpaceClassification[[#This Row],[OmniClass Number]] & \": \" & table.SpaceClassification[[#This Row],[OmniClass Title]]","v":"13-33 11 15 27: Wrestling Mat"},null,null,null,null,"23-11 27 17 15","Grass Seeds and Soil Supplements","23-11 27 17 15: Grass Seeds and Soil Supplements",null,null,21371,"B10 SUPERSTRUCTURE","B1020 ROOF CONSTRUCTION","B102003 ROOF DECKS AND SLABS","Slab - PC Concrete","B102003: SUPERSTRUCTURE, ROOF CONSTRUCTION, ROOF DECKS AND SLABS - Slab - PC Concrete"]
[null,null,null,"13-33 11 15 29","Diving Board","A springboard used for diving into water.",{"$f":"table.SpaceClassification[[#This Row],[OmniClass Number]] & \": \" & table.SpaceClassification[[#This Row],[OmniClass Title]]","v":"13-33 11 15 29: Diving Board"},null,null,null,null,"23-11 27 17 17","Sod","23-11 27 17 17: Sod",null,null,21373,"B10 SUPERSTRUCTURE","B1020 ROOF CONSTRUCTION","B102004 CANOPIES","General","B102004: SUPERSTRUCTURE, ROOF CONSTRUCTION, CANOPIES - General"]
[null,null,null,"13-33 11 15 31","Bowling Lane","A space in which players attempt to score points by rolling a bowling ball along a flat surface into objects called pins.",{"$f":"table.SpaceClassification[[#This Row],[OmniClass Number]] & \": \" & table.SpaceClassification[[#This Row],[OmniClass Title]]","v":"13-33 11 15 31: Bowling Lane"},null,null,null,null,"23-11 27 19","Plants","23-11 27 19: Plants",null,null,42036,"B10 SUPERSTRUCTURE","B1020 ROOF CONSTRUCTION","B102004 CANOPIES","Other","B102004: SUPERSTRUCTURE, ROOF CONSTRUCTION, CANOPIES - Other"]
[null,null,null,"13-33 11 15 33","Dart Throwing Area","A space in which darts can be thrown at a circular target (dartboard) hung on a wall.",{"$f":"table.SpaceClassification[[#This Row],[OmniClass Number]] & \": \" & table.SpaceClassification[[#This Row],[OmniClass Title]]","v":"13-33 11 15 33: Dart Throwing Area"},null,null,null,null,"23-11 27 19 11","Shrubs","23-11 27 19 11: Shrubs",null,null,43036,"B10 SUPERSTRUCTURE","B1020 ROOF CONSTRUCTION","B102004 CANOPIES","Unknown","B102004: SUPERSTRUCTURE, ROOF CONSTRUCTION, CANOPIES - Unknown"]
[null,null,null,"13-33 11 15 35","Circuit Training Course Area","A space for interval training in which strength exercises are combined with endurance/aerobic exercises.",{"$f":"table.SpaceClassification[[#This Row],[OmniClass Number]] & \": \" & table.SpaceClassification[[#This Row],[OmniClass Title]]","v":"13-33 11 15 35: Circuit Training Course Area"},null,null,null,null,"23-11 27 19 13","Trees","23-11 27 19 13: Trees",null,null,41037,"B10 SUPERSTRUCTURE","B1020 ROOF CONSTRUCTION","B102090 OTHER ROOF CONSTRUCTION","General","B102090: SUPERSTRUCTURE, ROOF CONSTRUCTION, OTHER ROOF CONSTRUCTION - General"]
[null,null,null,"13-33 11 15 37","Running Tracks","A track for holding running events at track and field competitions.",{"$f":"table.SpaceClassification[[#This Row],[OmniClass Number]] & \": \" & table.SpaceClassification[[#This Row],[OmniClass Title]]","v":"13-33 11 15 37: Running Tracks"},null,null,null,null,"23-11 27 19 15","Plants","23-11 27 19 15: Plants",null,null,21376,"B10 SUPERSTRUCTURE","B1020 ROOF CONSTRUCTION","B102090 OTHER ROOF CONSTRUCTION","Other","B102090: SUPERSTRUCTURE, ROOF CONSTRUCTION, OTHER ROOF CONSTRUCTION - Other"]
[null,null,null,"13-33 11 15 39","Ski Lift Space","Space for a device that transports skiers up a mountain.",{"$f":"table.SpaceClassification[[#This Row],[OmniClass Number]] & \": \" & table.SpaceClassification[[#This Row],[OmniClass Title]]","v":"13-33 11 15 39: Ski Lift Space"},null,null,null,null,"23-11 27 19 17","Plant Bulbs","23-11 27 19 17: Plant Bulbs",null,null,43037,"B10 SUPERSTRUCTURE","B1020 ROOF CONSTRUCTION","B102090 OTHER ROOF CONSTRUCTION","Unknown","B102090: SUPERSTRUCTURE, ROOF CONSTRUCTION, OTHER ROOF CONSTRUCTION - Unknown"]
[null,null,null,"13-33 11 15 41","Exercise Space","A space to perform physical activity intended to improve strength and fitness.",{"$f":"table.SpaceClassification[[#This Row],[OmniClass Number]] & \": \" & table.SpaceClassification[[#This Row],[OmniClass Title]]","v":"13-33 11 15 41: Exercise Space"},null,null,null,null,"23-11 27 19 19","Floral Plant","23-11 27 19 19: Floral Plant",null,null,41038,"B20 EXTERIOR ENCLOSURE","B2010 EXTERIOR WALLS","B201001 EXTERIOR CLOSURE","General","B201001: EXTERIOR ENCLOSURE, EXTERIOR WALLS, EXTERIOR CLOSURE - General"]
[null,null,null,"13-33 11 15 43","Workout Station","A space for a machine designed to enable exercise to enhance or maintain physical fitness and overall health.",{"$f":"table.SpaceClassification[[#This Row],[OmniClass Number]] & \": \" & table.SpaceClassification[[#This Row],[OmniClass Title]]","v":"13-33 11 15 43: Workout Station"},null,null,null,null,"23-11 27 19 21","Non Flowering Plant","23-11 27 19 21: Non Flowering Plant",null,null,42038,"B20 EXTERIOR ENCLOSURE","B2010 EXTERIOR WALLS","B201001 EXTERIOR CLOSURE","Other","B201001: EXTERIOR ENCLOSURE, EXTERIOR WALLS, EXTERIOR CLOSURE - Other"]
[null,null,null,"13-33 11 15 45","Aerobic Studio","A space for a form of exercise, designed to enhance one's cardiovascular fitness, often performed to music.",{"$f":"table.SpaceClassification[[#This Row],[OmniClass Number]] & \": \" & table.SpaceClassification[[#This Row],[OmniClass Title]]","v":"13-33 11 15 45: Aerobic Studio"},null,null,null,null,"23-11 27 21","Pond Equipment","23-11 27 21: Pond Equipment",null,null,43038,"B20 EXTERIOR ENCLOSURE","B2010 EXTERIOR WALLS","B201001 EXTERIOR CLOSURE","Unknown","B201001: EXTERIOR ENCLOSURE, EXTERIOR WALLS, EXTERIOR CLOSURE - Unknown"]
[null,null,null,"13-33 11 15 47","Climbing Wall","An artificial wall used for the sport of climbing.",{"$f":"table.SpaceClassification[[#This Row],[OmniClass Number]] & \": \" & table.SpaceClassification[[#This Row],[OmniClass Title]]","v":"13-33 11 15 47: Climbing Wall"},null,null,null,null,"23-11 27 21 11","Pond Liners","23-11 27 21 11: Pond Liners",null,null,30040,"B20 EXTERIOR ENCLOSURE","B2010 EXTERIOR WALLS","B201001 EXTERIOR CLOSURE","Adobe","B201001: EXTERIOR ENCLOSURE, EXTERIOR WALLS, EXTERIOR CLOSURE - Adobe"]
[null,null,null,"13-33 11 15 49","Ropes Course Elements","A challenging outdoor personal development and team building activity which usually consists of elements of varying height connected by rope bridges that must be traversed.",{"$f":"table.SpaceClassification[[#This Row],[OmniClass Number]] & \": \" & table.SpaceClassification[[#This Row],[OmniClass Title]]","v":"13-33 11 15 49: Ropes Course Elements"},null,null,null,null,"23-11 27 21 13","Pond Filters","23-11 27 21 13: Pond Filters",null,null,30038,"B20 EXTERIOR ENCLOSURE","B2010 EXTERIOR WALLS","B201001 EXTERIOR CLOSURE","Brick Veneer w/CMU Backup","B201001: EXTERIOR ENCLOSURE, EXTERIOR WALLS, EXTERIOR CLOSURE - Brick Veneer w/CMU Backup"]
[null,null,null,"13-33 13 00","Swimming Pools",null,{"$f":"table.SpaceClassification[[#This Row],[OmniClass Number]] & \": \" & table.SpaceClassification[[#This Row],[OmniClass Title]]","v":"13-33 13 00: Swimming Pools"},null,null,null,null,"23-11 29 11","Bicycle Racks and Shelters","23-11 29 11: Bicycle Racks and Shelters",null,null,21385,"B20 EXTERIOR ENCLOSURE","B2010 EXTERIOR WALLS","B201001 EXTERIOR CLOSURE","Brick Veneer w/Stud Backup","B201001: EXTERIOR ENCLOSURE, EXTERIOR WALLS, EXTERIOR CLOSURE - Brick Veneer w/Stud Backup"]
[null,null,null,"13-33 13 11","Outdoor Swimming Pool","Non-enclosed swimming pools intended for recreational use.  See also: Indoor Swimming Pool.",{"$f":"table.SpaceClassification[[#This Row],[OmniClass Number]] & \": \" & table.SpaceClassification[[#This Row],[OmniClass Title]]","v":"13-33 13 11: Outdoor Swimming Pool"},null,null,null,null,"23-11 29 11 11","Bicycle Racks","23-11 29 11 11: Bicycle Racks",null,null,40268,"B20 EXTERIOR ENCLOSURE","B2010 EXTERIOR WALLS","B201001 EXTERIOR CLOSURE","Cementitous Boards / Panels","B201001: EXTERIOR ENCLOSURE, EXTERIOR WALLS, EXTERIOR CLOSURE - Cementitous Boards / Panels"]
[null,null,null,"13-33 13 13","Indoor Swimming Pool","An artificially enclosed body of water intended for swimming or water-based recreation, designed for year-round use.  See also: Outdoor Swimming Pool.",{"$f":"table.SpaceClassification[[#This Row],[OmniClass Number]] & \": \" & table.SpaceClassification[[#This Row],[OmniClass Title]]","v":"13-33 13 13: Indoor Swimming Pool"},null,null,null,null,"23-11 29 11 13","Bicycle Shelters","23-11 29 11 13: Bicycle Shelters",null,null,21378,"B20 EXTERIOR ENCLOSURE","B2010 EXTERIOR WALLS","B201001 EXTERIOR CLOSURE","CIP Concrete","B201001: EXTERIOR ENCLOSURE, EXTERIOR WALLS, EXTERIOR CLOSURE - CIP Concrete"]
[null,null,null,"13-33 13 13 11","Diving Tank","A water-filled structure for training related to SCUBA diving.",{"$f":"table.SpaceClassification[[#This Row],[OmniClass Number]] & \": \" & table.SpaceClassification[[#This Row],[OmniClass Title]]","v":"13-33 13 13 11: Diving Tank"},null,null,null,null,"23-11 29 11 15","Bicycle Lockers","23-11 29 11 15: Bicycle Lockers",null,null,21389,"B20 EXTERIOR ENCLOSURE","B2010 EXTERIOR WALLS","B201001 EXTERIOR CLOSURE","Concrete Block","B201001: EXTERIOR ENCLOSURE, EXTERIOR WALLS, EXTERIOR CLOSURE - Concrete Block"]
[null,null,null,"13-33 15 00","Non-Athletic Recreation Spaces","Spaces for recreation and entertainment that do not include athletic activity or sports.",{"$f":"table.SpaceClassification[[#This Row],[OmniClass Number]] & \": \" & table.SpaceClassification[[#This Row],[OmniClass Title]]","v":"13-33 15 00: Non-Athletic Recreation Spaces"},null,null,null,null,"23-11 29 13","Exterior Seating","23-11 29 13: Exterior Seating",null,null,21380,"B20 EXTERIOR ENCLOSURE","B2010 EXTERIOR WALLS","B201001 EXTERIOR CLOSURE","E.I.F.S.","B201001: EXTERIOR ENCLOSURE, EXTERIOR WALLS, EXTERIOR CLOSURE - E.I.F.S."]
[null,null,null,"13-33 15 11","Park","A tract of ground kept in its natural state, about or adjacent to a residence, as for the preservation of game, for walking, riding, or the like or a piece of ground, in or near a city or town, enclosed and kept for ornament and recreation; as, Hyde Park in London; Central Park in New York.",{"$f":"table.SpaceClassification[[#This Row],[OmniClass Number]] & \": \" & table.SpaceClassification[[#This Row],[OmniClass Title]]","v":"13-33 15 11: Park"},null,null,null,null,"23-11 29 13 11","Exterior Benches","23-11 29 13 11: Exterior Benches",null,null,30047,"B20 EXTERIOR ENCLOSURE","B2010 EXTERIOR WALLS","B201001 EXTERIOR CLOSURE","Fiber Cement Siding","B201001: EXTERIOR ENCLOSURE, EXTERIOR WALLS, EXTERIOR CLOSURE - Fiber Cement Siding"]
[null,null,null,"13-33 15 13","Pleasure Garden","A garden that is opened to the public for recreation, differentiated from other public gardens by containing entertainments in addition to the planting; for example, concert halls or bandstands, rides, zoos or menageries.",{"$f":"table.SpaceClassification[[#This Row],[OmniClass Number]] & \": \" & table.SpaceClassification[[#This Row],[OmniClass Title]]","v":"13-33 15 13: Pleasure Garden"},null,null,null,null,"23-11 29 13 13","Exterior Chairs","23-11 29 13 13: Exterior Chairs",null,null,21384,"B20 EXTERIOR ENCLOSURE","B2010 EXTERIOR WALLS","B201001 EXTERIOR CLOSURE","Glass Block","B201001: EXTERIOR ENCLOSURE, EXTERIOR WALLS, EXTERIOR CLOSURE - Glass Block"]
[null,null,null,"13-33 15 15","Indoor Firing Range","Indoor firing ranges provide marksmanship training space for the firing of pistols and small caliber rifles.",{"$f":"table.SpaceClassification[[#This Row],[OmniClass Number]] & \": \" & table.SpaceClassification[[#This Row],[OmniClass Title]]","v":"13-33 15 15: Indoor Firing Range"},null,null,null,null,"23-11 29 15","Exterior Tables","23-11 29 15: Exterior Tables",null,null,30048,"B20 EXTERIOR ENCLOSURE","B2010 EXTERIOR WALLS","B201001 EXTERIOR CLOSURE","Gypsum","B201001: EXTERIOR ENCLOSURE, EXTERIOR WALLS, EXTERIOR CLOSURE - Gypsum"]
[null,null,null,"13-33 15 17","Outdoor Shooting Range","A training range for the firing of small arms.",{"$f":"table.SpaceClassification[[#This Row],[OmniClass Number]] & \": \" & table.SpaceClassification[[#This Row],[OmniClass Title]]","v":"13-33 15 17: Outdoor Shooting Range"},null,null,null,null,"23-11 29 17","Patio Furniture","23-11 29 17: Patio Furniture",null,null,30049,"B20 EXTERIOR ENCLOSURE","B2010 EXTERIOR WALLS","B201001 EXTERIOR CLOSURE","Masonite","B201001: EXTERIOR ENCLOSURE, EXTERIOR WALLS, EXTERIOR CLOSURE - Masonite"]
[null,null,null,"13-33 15 19","Recreational Deck","Wood or timber flat surface capable of supporting weight and used in a number of ways - as part of garden landscaping, to extend living areas of houses, and as an alternative to stone based features such as patios.",{"$f":"table.SpaceClassification[[#This Row],[OmniClass Number]] & \": \" & table.SpaceClassification[[#This Row],[OmniClass Title]]","v":"13-33 15 19: Recreational Deck"},null,null,null,null,"23-11 29 17 11","Patio Seating","23-11 29 17 11: Patio Seating",null,null,21377,"B20 EXTERIOR ENCLOSURE","B2010 EXTERIOR WALLS","B201001 EXTERIOR CLOSURE","Masonry Cavity","B201001: EXTERIOR ENCLOSURE, EXTERIOR WALLS, EXTERIOR CLOSURE - Masonry Cavity"]
[null,null,null,"13-33 15 21","Playground","A large open space where children play or small area for children with dedicated play equipment - slide, or tubes, or swings, etc.",{"$f":"table.SpaceClassification[[#This Row],[OmniClass Number]] & \": \" & table.SpaceClassification[[#This Row],[OmniClass Title]]","v":"13-33 15 21: Playground"},null,null,null,null,"23-11 29 17 11 11","Patio Chairs","23-11 29 17 11 11: Patio Chairs",null,null,21392,"B20 EXTERIOR ENCLOSURE","B2010 EXTERIOR WALLS","B201001 EXTERIOR CLOSURE","Masonry Composite","B201001: EXTERIOR ENCLOSURE, EXTERIOR WALLS, EXTERIOR CLOSURE - Masonry Composite"]
[null,null,null,"13-33 15 23","Game Room","A room used for a variety of purposes, such as parties, games and other everyday or casual use.",{"$f":"table.SpaceClassification[[#This Row],[OmniClass Number]] & \": \" & table.SpaceClassification[[#This Row],[OmniClass Title]]","v":"13-33 15 23: Game Room"},null,null,null,null,"23-11 29 17 11 13","Patio Benches","23-11 29 17 11 13: Patio Benches",null,null,30043,"B20 EXTERIOR ENCLOSURE","B2010 EXTERIOR WALLS","B201001 EXTERIOR CLOSURE","Metal Panel","B201001: EXTERIOR ENCLOSURE, EXTERIOR WALLS, EXTERIOR CLOSURE - Metal Panel"]
[null,null,null,"13-33 15 25","Gambling Table","A table where games of chance such as poker, craps, or roulette are played and bet upon.",{"$f":"table.SpaceClassification[[#This Row],[OmniClass Number]] & \": \" & table.SpaceClassification[[#This Row],[OmniClass Title]]","v":"13-33 15 25: Gambling Table"},null,null,null,null,"23-11 29 17 11 15","Patio Chaise Lounges","23-11 29 17 11 15: Patio Chaise Lounges",null,null,21383,"B20 EXTERIOR ENCLOSURE","B2010 EXTERIOR WALLS","B201001 EXTERIOR CLOSURE","Metal Siding","B201001: EXTERIOR ENCLOSURE, EXTERIOR WALLS, EXTERIOR CLOSURE - Metal Siding"]
[null,null,null,"13-33 15 27","Amusement Ride","A device found at carnivals, fairs/funfairs, or amusement parks meant to appeal to various senses of the rider.",{"$f":"table.SpaceClassification[[#This Row],[OmniClass Number]] & \": \" & table.SpaceClassification[[#This Row],[OmniClass Title]]","v":"13-33 15 27: Amusement Ride"},null,null,null,null,"23-11 29 17 11 17","Patio Sofas","23-11 29 17 11 17: Patio Sofas",null,null,21391,"B20 EXTERIOR ENCLOSURE","B2010 EXTERIOR WALLS","B201001 EXTERIOR CLOSURE","Precast Concrete Panel (Ribbed)","B201001: EXTERIOR ENCLOSURE, EXTERIOR WALLS, EXTERIOR CLOSURE - Precast Concrete Panel (Ribbed)"]
[null,null,null,"13-33 15 29","Parade Grounds","A large area of hard ground, usually of concrete or tarmac, where soldiers practice routine marching maneuvers.",{"$f":"table.SpaceClassification[[#This Row],[OmniClass Number]] & \": \" & table.SpaceClassification[[#This Row],[OmniClass Title]]","v":"13-33 15 29: Parade Grounds"},null,null,null,null,"23-11 29 17 13","Patio Tables","23-11 29 17 13: Patio Tables",null,null,21390,"B20 EXTERIOR ENCLOSURE","B2010 EXTERIOR WALLS","B201001 EXTERIOR CLOSURE","Precast Concrete Panel (Tilt Up)","B201001: EXTERIOR ENCLOSURE, EXTERIOR WALLS, EXTERIOR CLOSURE - Precast Concrete Panel (Tilt Up)"]
[null,null,null,"13-33 15 31","Computer-Aided Visual Environment","A space for projecting an apparent reality that is only based in the computer.",{"$f":"table.SpaceClassification[[#This Row],[OmniClass Number]] & \": \" & table.SpaceClassification[[#This Row],[OmniClass Title]]","v":"13-33 15 31: Computer-Aided Visual Environment"},null,null,null,null,"23-11 29 17 13 11","Patio Dining Tables","23-11 29 17 13 11: Patio Dining Tables",null,null,30042,"B20 EXTERIOR ENCLOSURE","B2010 EXTERIOR WALLS","B201001 EXTERIOR CLOSURE","Pre-Engineered Steel Wall and Panel","B201001: EXTERIOR ENCLOSURE, EXTERIOR WALLS, EXTERIOR CLOSURE - Pre-Engineered Steel Wall and Panel"]
[null,null,null,"13-33 15 33","Hobby and Craft Center","A facility that provide space for administration, drawing and art studio, storage, photo dark room, audio/photo sales area, separate areas for individual crafts and arts, and kiln area for ceramics.",{"$f":"table.SpaceClassification[[#This Row],[OmniClass Number]] & \": \" & table.SpaceClassification[[#This Row],[OmniClass Title]]","v":"13-33 15 33: Hobby and Craft Center"},null,null,null,null,"23-11 29 17 13 13","Patio Sofa Tables","23-11 29 17 13 13: Patio Sofa Tables",null,null,21387,"B20 EXTERIOR ENCLOSURE","B2010 EXTERIOR WALLS","B201001 EXTERIOR CLOSURE","Solid Brick - Double Wythe","B201001: EXTERIOR ENCLOSURE, EXTERIOR WALLS, EXTERIOR CLOSURE - Solid Brick - Double Wythe"]
[null,null,null,"13-33 15 35","Dance Floors ","A dance floor construction, which may include a sprung floor, flooring typically made of vinyl sheeting, also called a marley floor, or an illuminated dance floor, also called a disco dance floor.",{"$f":"table.SpaceClassification[[#This Row],[OmniClass Number]] & \": \" & table.SpaceClassification[[#This Row],[OmniClass Title]]","v":"13-33 15 35: Dance Floors "},null,null,null,null,"23-11 29 19","Exterior Trash Receptacles","23-11 29 19: Exterior Trash Receptacles",null,null,21388,"B20 EXTERIOR ENCLOSURE","B2010 EXTERIOR WALLS","B201001 EXTERIOR CLOSURE","Solid Brick - Single Wythe","B201001: EXTERIOR ENCLOSURE, EXTERIOR WALLS, EXTERIOR CLOSURE - Solid Brick - Single Wythe"]
[null,null,null,"13-33 17 00","Wellness Spaces","Space that is related to medical and other wellness services provided to the personnel in a facility; such as first aid stations.",{"$f":"table.SpaceClassification[[#This Row],[OmniClass Number]] & \": \" & table.SpaceClassification[[#This Row],[OmniClass Title]]","v":"13-33 17 00: Wellness Spaces"},null,null,null,null,"23-11 29 19 11","Exterior Wood Trash Receptacles","23-11 29 19 11: Exterior Wood Trash Receptacles",null,null,30041,"B20 EXTERIOR ENCLOSURE","B2010 EXTERIOR WALLS","B201001 EXTERIOR CLOSURE","Stone","B201001: EXTERIOR ENCLOSURE, EXTERIOR WALLS, EXTERIOR CLOSURE - Stone"]
[null,null,null,"13-33 17 11","Fitness Center","Spaces for exercise and fitness activities.",{"$f":"table.SpaceClassification[[#This Row],[OmniClass Number]] & \": \" & table.SpaceClassification[[#This Row],[OmniClass Title]]","v":"13-33 17 11: Fitness Center"},"gym",null,null,null,"23-11 29 19 13","Exterior Concrete Trash Receptacles","23-11 29 19 13: Exterior Concrete Trash Receptacles",null,null,30037,"B20 EXTERIOR ENCLOSURE","B2010 EXTERIOR WALLS","B201001 EXTERIOR CLOSURE","Stone Veneer w/CMU Backup","B201001: EXTERIOR ENCLOSURE, EXTERIOR WALLS, EXTERIOR CLOSURE - Stone Veneer w/CMU Backup"]
[null,null,null,"13-33 17 11 11","Exercise Room","Space used for physical wellness but does not include weight-lifting equipment.",{"$f":"table.SpaceClassification[[#This Row],[OmniClass Number]] & \": \" & table.SpaceClassification[[#This Row],[OmniClass Title]]","v":"13-33 17 11 11: Exercise Room"},"gym",null,null,null,"23-11 29 19 15","Exterior Metal Trash Receptacles","23-11 29 19 15: Exterior Metal Trash Receptacles",null,null,21386,"B20 EXTERIOR ENCLOSURE","B2010 EXTERIOR WALLS","B201001 EXTERIOR CLOSURE","Stone Veneer w/Stud Backup","B201001: EXTERIOR ENCLOSURE, EXTERIOR WALLS, EXTERIOR CLOSURE - Stone Veneer w/Stud Backup"]
[null,null,null,"13-33 17 11 13","Weight Room","Space used for weight-lifting, either using exercise equipment or free weights.",{"$f":"table.SpaceClassification[[#This Row],[OmniClass Number]] & \": \" & table.SpaceClassification[[#This Row],[OmniClass Title]]","v":"13-33 17 11 13: Weight Room"},"gym",null,null,null,"23-11 29 21","Exterior Specialties","23-11 29 21: Exterior Specialties",null,null,21381,"B20 EXTERIOR ENCLOSURE","B2010 EXTERIOR WALLS","B201001 EXTERIOR CLOSURE","Stucco","B201001: EXTERIOR ENCLOSURE, EXTERIOR WALLS, EXTERIOR CLOSURE - Stucco"]
[null,null,null,"13-35 00 00","Government Spaces","A place provided for general public access and use.",{"$f":"table.SpaceClassification[[#This Row],[OmniClass Number]] & \": \" & table.SpaceClassification[[#This Row],[OmniClass Title]]","v":"13-35 00 00: Government Spaces"},null,null,null,null,"23-11 29 21 11","Sundials","23-11 29 21 11: Sundials",null,null,30039,"B20 EXTERIOR ENCLOSURE","B2010 EXTERIOR WALLS","B201001 EXTERIOR CLOSURE","Tile Veneer w/CMU Backup","B201001: EXTERIOR ENCLOSURE, EXTERIOR WALLS, EXTERIOR CLOSURE - Tile Veneer w/CMU Backup"]
[null,null,null,"13-35 11 00","Judicial Spaces","Spaces supporting the work of the justice system.",{"$f":"table.SpaceClassification[[#This Row],[OmniClass Number]] & \": \" & table.SpaceClassification[[#This Row],[OmniClass Title]]","v":"13-35 11 00: Judicial Spaces"},null,null,null,null,"23-11 29 21 13","Garden Ornaments","23-11 29 21 13: Garden Ornaments",null,null,30045,"B20 EXTERIOR ENCLOSURE","B2010 EXTERIOR WALLS","B201001 EXTERIOR CLOSURE","Vinyl/Fiberglass Siding","B201001: EXTERIOR ENCLOSURE, EXTERIOR WALLS, EXTERIOR CLOSURE - Vinyl/Fiberglass Siding"]
[null,null,null,"13-35 11 11","Courtroom","The room where a judge presides over hearings and trials, sometimes with a jury.",{"$f":"table.SpaceClassification[[#This Row],[OmniClass Number]] & \": \" & table.SpaceClassification[[#This Row],[OmniClass Title]]","v":"13-35 11 11: Courtroom"},null,null,null,null,"23-11 29 21 15","Bird Houses","23-11 29 21 15: Bird Houses",null,null,30222,"B20 EXTERIOR ENCLOSURE","B2010 EXTERIOR WALLS","B201001 EXTERIOR CLOSURE","Wall Louver","B201001: EXTERIOR ENCLOSURE, EXTERIOR WALLS, EXTERIOR CLOSURE - Wall Louver"]
[null,null,null,"13-35 11 11 11","Jury Box","The area in a courtroom wherein the jury is seated during a trial.",{"$f":"table.SpaceClassification[[#This Row],[OmniClass Number]] & \": \" & table.SpaceClassification[[#This Row],[OmniClass Title]]","v":"13-35 11 11 11: Jury Box"},null,null,null,null,"23-11 29 21 17","Bird Feeders","23-11 29 21 17: Bird Feeders",null,null,21382,"B20 EXTERIOR ENCLOSURE","B2010 EXTERIOR WALLS","B201001 EXTERIOR CLOSURE","Wood Cladding w/Stud Backup","B201001: EXTERIOR ENCLOSURE, EXTERIOR WALLS, EXTERIOR CLOSURE - Wood Cladding w/Stud Backup"]
[null,null,null,"13-35 11 11 13","Jury Room","The room where a jury is sequestered and deliberates at the close of a trial.",{"$f":"table.SpaceClassification[[#This Row],[OmniClass Number]] & \": \" & table.SpaceClassification[[#This Row],[OmniClass Title]]","v":"13-35 11 11 13: Jury Room"},null,null,null,null,"23-11 29 21 19","Bird Baths","23-11 29 21 19: Bird Baths",null,null,41039,"B20 EXTERIOR ENCLOSURE","B2010 EXTERIOR WALLS","B201002 EXTERIOR WALL BACKUP CONSTRUCTION","General","B201002: EXTERIOR ENCLOSURE, EXTERIOR WALLS, EXTERIOR WALL BACKUP CONSTRUCTION - General"]
[null,null,null,"13-35 11 11 15","Judge’s Bench","The location in a courtroom where a judge sits.",{"$f":"table.SpaceClassification[[#This Row],[OmniClass Number]] & \": \" & table.SpaceClassification[[#This Row],[OmniClass Title]]","v":"13-35 11 11 15: Judge’s Bench"},null,null,null,null,"23-11 29 23","Exterior Storage Structures","23-11 29 23: Exterior Storage Structures",null,null,42039,"B20 EXTERIOR ENCLOSURE","B2010 EXTERIOR WALLS","B201002 EXTERIOR WALL BACKUP CONSTRUCTION","Other","B201002: EXTERIOR ENCLOSURE, EXTERIOR WALLS, EXTERIOR WALL BACKUP CONSTRUCTION - Other"]
[null,null,null,"13-35 11 11 17","Evidence Room","Room used to secure legal evidence, usually near a courtroom.",{"$f":"table.SpaceClassification[[#This Row],[OmniClass Number]] & \": \" & table.SpaceClassification[[#This Row],[OmniClass Title]]","v":"13-35 11 11 17: Evidence Room"},null,null,null,null,"23-11 29 23 11","Storage Sheds","23-11 29 23 11: Storage Sheds",null,null,43039,"B20 EXTERIOR ENCLOSURE","B2010 EXTERIOR WALLS","B201002 EXTERIOR WALL BACKUP CONSTRUCTION","Unknown","B201002: EXTERIOR ENCLOSURE, EXTERIOR WALLS, EXTERIOR WALL BACKUP CONSTRUCTION - Unknown"]
[null,null,null,"13-35 11 11 19","Jury Assembly Space","Room where prospective jurors gather to wait or assemble before being selected for jury duty. Includes seating area and may include TV, work stations, and tables.",{"$f":"table.SpaceClassification[[#This Row],[OmniClass Number]] & \": \" & table.SpaceClassification[[#This Row],[OmniClass Title]]","v":"13-35 11 11 19: Jury Assembly Space"},null,null,null,null,"23-11 29 23 13","Barns","23-11 29 23 13: Barns",null,null,41040,"B20 EXTERIOR ENCLOSURE","B2010 EXTERIOR WALLS","B201003 INSULATION & VAPOR RETARDER","General","B201003: EXTERIOR ENCLOSURE, EXTERIOR WALLS, INSULATION & VAPOR RETARDER - General"]
[null,null,null,"13-35 11 11 21","Witness Stand","An enclosed area in a courtroom where witnesses give their evidence.",{"$f":"table.SpaceClassification[[#This Row],[OmniClass Number]] & \": \" & table.SpaceClassification[[#This Row],[OmniClass Title]]","v":"13-35 11 11 21: Witness Stand"},null,null,null,null,"23-11 29 25","Flagpoles","23-11 29 25: Flagpoles",null,null,42040,"B20 EXTERIOR ENCLOSURE","B2010 EXTERIOR WALLS","B201003 INSULATION & VAPOR RETARDER","Other","B201003: EXTERIOR ENCLOSURE, EXTERIOR WALLS, INSULATION & VAPOR RETARDER - Other"]
[null,null,null,"13-35 11 13","Judge’s Chambers","The office of a judge.",{"$f":"table.SpaceClassification[[#This Row],[OmniClass Number]] & \": \" & table.SpaceClassification[[#This Row],[OmniClass Title]]","v":"13-35 11 13: Judge’s Chambers"},null,null,null,null,"23-11 29 25 11","Automatic Flagpoles","23-11 29 25 11: Automatic Flagpoles",null,null,43040,"B20 EXTERIOR ENCLOSURE","B2010 EXTERIOR WALLS","B201003 INSULATION & VAPOR RETARDER","Unknown","B201003: EXTERIOR ENCLOSURE, EXTERIOR WALLS, INSULATION & VAPOR RETARDER - Unknown"]
[null,null,null,"13-35 11 13 11","JCC–Judicial Chambers","Space with features exceeding typical office space standards such as extensive wood millwork, wood base, chair rail, fabric wall covering, vinyl wall covering, sound board, speakers, CCTV monitors and/or cameras, panic buttons, recessed can lighting, ceiling fans, and cabinetry.",{"$f":"table.SpaceClassification[[#This Row],[OmniClass Number]] & \": \" & table.SpaceClassification[[#This Row],[OmniClass Title]]","v":"13-35 11 13 11: JCC–Judicial Chambers"},null,null,null,null,"23-11 29 25 13","Ground Set Flagpoles","23-11 29 25 13: Ground Set Flagpoles",null,null,40269,"B20 EXTERIOR ENCLOSURE","B2010 EXTERIOR WALLS","B201003 INSULATION & VAPOR RETARDER","Fiberglass Batts","B201003: EXTERIOR ENCLOSURE, EXTERIOR WALLS, INSULATION & VAPOR RETARDER - Fiberglass Batts"]
[null,null,null,"13-35 11 13 13","Law Clerk Space","Space for a law clerk that assists a judge.",{"$f":"table.SpaceClassification[[#This Row],[OmniClass Number]] & \": \" & table.SpaceClassification[[#This Row],[OmniClass Title]]","v":"13-35 11 13 13: Law Clerk Space"},null,null,null,null,"23-11 29 25 15","Nautical Flagpoles","23-11 29 25 15: Nautical Flagpoles",null,null,41041,"B20 EXTERIOR ENCLOSURE","B2010 EXTERIOR WALLS","B201004 PARAPETS","General","B201004: EXTERIOR ENCLOSURE, EXTERIOR WALLS, PARAPETS - General"]
[null,null,null,"13-35 11 15","Robing Area/Room","Space for judges to change into their robes.",{"$f":"table.SpaceClassification[[#This Row],[OmniClass Number]] & \": \" & table.SpaceClassification[[#This Row],[OmniClass Title]]","v":"13-35 11 15: Robing Area/Room"},null,null,null,null,"23-11 29 25 17","Wall Mounted Flagpoles","23-11 29 25 17: Wall Mounted Flagpoles",null,null,42041,"B20 EXTERIOR ENCLOSURE","B2010 EXTERIOR WALLS","B201004 PARAPETS","Other","B201004: EXTERIOR ENCLOSURE, EXTERIOR WALLS, PARAPETS - Other"]
[null,null,null,"13-35 11 19","Hearing Room","Room used by courts and administrative agencies as a location where evidence and testimony is submitted for findings of fact.",{"$f":"table.SpaceClassification[[#This Row],[OmniClass Number]] & \": \" & table.SpaceClassification[[#This Row],[OmniClass Title]]","v":"13-35 11 19: Hearing Room"},null,null,null,null,"23-11 29 27","Exterior Fountains","23-11 29 27: Exterior Fountains",null,null,43041,"B20 EXTERIOR ENCLOSURE","B2010 EXTERIOR WALLS","B201004 PARAPETS","Unknown","B201004: EXTERIOR ENCLOSURE, EXTERIOR WALLS, PARAPETS - Unknown"]
[null,null,null,"13-35 11 19 11","JHR–Judicial Hearing Room","Small court facilities that typically have features such as column spacing less than 30’-0” on center, above-standard lighting and HVAC, built-in judge’s bench, chair rail, sound system, recessed can lighting, separate air, walls-to-deck crown molding, built-in podium, built-in spectator railing, above-standard doors, sound lock entry, articulation in the ceiling, and smaller-in-scale millwork and cabinetry than found in CRJ.",{"$f":"table.SpaceClassification[[#This Row],[OmniClass Number]] & \": \" & table.SpaceClassification[[#This Row],[OmniClass Title]]","v":"13-35 11 19 11: JHR–Judicial Hearing Room"},null,null,null,null,"23-11 29 27 11","Exterior Ornamental Fountains","23-11 29 27 11: Exterior Ornamental Fountains",null,null,41042,"B20 EXTERIOR ENCLOSURE","B2010 EXTERIOR WALLS","B201005 EXTERIOR LOUVERS & SCREENS","General","B201005: EXTERIOR ENCLOSURE, EXTERIOR WALLS, EXTERIOR LOUVERS & SCREENS - General"]
[null,null,null,"13-35 13 00","Legislative Spaces","Spaces supporting the legislative assemblies of government.",{"$f":"table.SpaceClassification[[#This Row],[OmniClass Number]] & \": \" & table.SpaceClassification[[#This Row],[OmniClass Title]]","v":"13-35 13 00: Legislative Spaces"},null,null,null,null,"23-11 29 29","Memorials and Statuary","23-11 29 29: Memorials and Statuary",null,null,42042,"B20 EXTERIOR ENCLOSURE","B2010 EXTERIOR WALLS","B201005 EXTERIOR LOUVERS & SCREENS","Other","B201005: EXTERIOR ENCLOSURE, EXTERIOR WALLS, EXTERIOR LOUVERS & SCREENS - Other"]
[null,null,null,"13-35 13 11","Council Chambers","A specialized meeting space generally associated with local government facilities. The space is designed to allow councilors to interact face to face and includes gallery space for citizens.",{"$f":"table.SpaceClassification[[#This Row],[OmniClass Number]] & \": \" & table.SpaceClassification[[#This Row],[OmniClass Title]]","v":"13-35 13 11: Council Chambers"},null,null,null,null,"23-11 29 31","Monuments","23-11 29 31: Monuments",null,null,43042,"B20 EXTERIOR ENCLOSURE","B2010 EXTERIOR WALLS","B201005 EXTERIOR LOUVERS & SCREENS","Unknown","B201005: EXTERIOR ENCLOSURE, EXTERIOR WALLS, EXTERIOR LOUVERS & SCREENS - Unknown"]
[null,null,null,"13-35 13 13","Legislative Hearing Room","Room where members of legislative bodies and their committees and subcommittees hold hearings for receipt of testimony and evidence in reference to action on legislation.  Typically has audience space.",{"$f":"table.SpaceClassification[[#This Row],[OmniClass Number]] & \": \" & table.SpaceClassification[[#This Row],[OmniClass Title]]","v":"13-35 13 13: Legislative Hearing Room"},null,null,null,null,"23-11 29 33","Exterior Directional Signs","23-11 29 33: Exterior Directional Signs",null,null,41043,"B20 EXTERIOR ENCLOSURE","B2010 EXTERIOR WALLS","B201006 BALCONY WALLS & HANDRAILS","General","B201006: EXTERIOR ENCLOSURE, EXTERIOR WALLS, BALCONY WALLS & HANDRAILS - General"]
[null,null,null,"13-35 15 00","Military Spaces","Spaces associated with Military training functions.",{"$f":"table.SpaceClassification[[#This Row],[OmniClass Number]] & \": \" & table.SpaceClassification[[#This Row],[OmniClass Title]]","v":"13-35 15 00: Military Spaces"},null,null,null,null,"23-11 29 33 11","Finger Post Signs","23-11 29 33 11: Finger Post Signs",null,null,42043,"B20 EXTERIOR ENCLOSURE","B2010 EXTERIOR WALLS","B201006 BALCONY WALLS & HANDRAILS","Other","B201006: EXTERIOR ENCLOSURE, EXTERIOR WALLS, BALCONY WALLS & HANDRAILS - Other"]
[null,null,null,"13-35 15 11","Armory","A room or area used by Reserve Officer Training Corps (ROTC) and ancillary units for military training and/or instructional activities.",{"$f":"table.SpaceClassification[[#This Row],[OmniClass Number]] & \": \" & table.SpaceClassification[[#This Row],[OmniClass Title]]","v":"13-35 15 11: Armory"},null,null,null,null,"23-11 29 33 13","Street Nameplates","23-11 29 33 13: Street Nameplates",null,null,43043,"B20 EXTERIOR ENCLOSURE","B2010 EXTERIOR WALLS","B201006 BALCONY WALLS & HANDRAILS","Unknown","B201006: EXTERIOR ENCLOSURE, EXTERIOR WALLS, BALCONY WALLS & HANDRAILS - Unknown"]
[null,null,null,"13-35 15 13","Armory Service Space","A space that directly serves an armory facility as an extension of the activities in that facility.",{"$f":"table.SpaceClassification[[#This Row],[OmniClass Number]] & \": \" & table.SpaceClassification[[#This Row],[OmniClass Title]]","v":"13-35 15 13: Armory Service Space"},null,null,null,null,"23-11 29 33 15","Illuminated Directional Signs","23-11 29 33 15: Illuminated Directional Signs",null,null,30223,"B20 EXTERIOR ENCLOSURE","B2010 EXTERIOR WALLS","B201006 BALCONY WALLS & HANDRAILS","Handrailing","B201006: EXTERIOR ENCLOSURE, EXTERIOR WALLS, BALCONY WALLS & HANDRAILS - Handrailing"]
[null,null,null,"13-37 00 00","Artistic Spaces",null,{"$f":"table.SpaceClassification[[#This Row],[OmniClass Number]] & \": \" & table.SpaceClassification[[#This Row],[OmniClass Title]]","v":"13-37 00 00: Artistic Spaces"},null,null,null,null,"23-11 29 33 17","Directional Sign Markers","23-11 29 33 17: Directional Sign Markers",null,null,30050,"B20 EXTERIOR ENCLOSURE","B2010 EXTERIOR WALLS","B201006 BALCONY WALLS & HANDRAILS","Ladder","B201006: EXTERIOR ENCLOSURE, EXTERIOR WALLS, BALCONY WALLS & HANDRAILS - Ladder"]
[null,null,null,"13-37 11 00","Performance Spaces","Space used for any performance type such as dance, music or theater.",{"$f":"table.SpaceClassification[[#This Row],[OmniClass Number]] & \": \" & table.SpaceClassification[[#This Row],[OmniClass Title]]","v":"13-37 11 00: Performance Spaces"},null,null,null,null,"23-11 29 35","Bollards ","23-11 29 35: Bollards ",null,null,41044,"B20 EXTERIOR ENCLOSURE","B2010 EXTERIOR WALLS","B201007 EXTERIOR SOFFITS","General","B201007: EXTERIOR ENCLOSURE, EXTERIOR WALLS, EXTERIOR SOFFITS - General"]
[null,null,null,"13-37 11 11","Outdoor Theater","An outdoor facility to accommodate cultural events such as plays, concerts, and festivals.",{"$f":"table.SpaceClassification[[#This Row],[OmniClass Number]] & \": \" & table.SpaceClassification[[#This Row],[OmniClass Title]]","v":"13-37 11 11: Outdoor Theater"},null,null,null,null,"23-11 29 35 11","Active Anti Ram Bollards","23-11 29 35 11: Active Anti Ram Bollards",null,null,42044,"B20 EXTERIOR ENCLOSURE","B2010 EXTERIOR WALLS","B201007 EXTERIOR SOFFITS","Other","B201007: EXTERIOR ENCLOSURE, EXTERIOR WALLS, EXTERIOR SOFFITS - Other"]
[null,null,null,"13-37 11 13","General Performance Spaces","A space for events in which performers perform for an audience.",{"$f":"table.SpaceClassification[[#This Row],[OmniClass Number]] & \": \" & table.SpaceClassification[[#This Row],[OmniClass Title]]","v":"13-37 11 13: General Performance Spaces"},null,null,null,null,"23-11 29 35 13","Passive Anti Ram Bollards","23-11 29 35 13: Passive Anti Ram Bollards",null,null,43044,"B20 EXTERIOR ENCLOSURE","B2010 EXTERIOR WALLS","B201007 EXTERIOR SOFFITS","Unknown","B201007: EXTERIOR ENCLOSURE, EXTERIOR WALLS, EXTERIOR SOFFITS - Unknown"]
[null,null,null,"13-37 11 13 11","Acting Stage","A space for the performance of theatrical productions.",{"$f":"table.SpaceClassification[[#This Row],[OmniClass Number]] & \": \" & table.SpaceClassification[[#This Row],[OmniClass Title]]","v":"13-37 11 13 11: Acting Stage"},null,null,null,null,"23-11 29 35 15","Architectural Bollards","23-11 29 35 15: Architectural Bollards",null,null,41045,"B20 EXTERIOR ENCLOSURE","B2010 EXTERIOR WALLS","B201008 FLASHING","General","B201008: EXTERIOR ENCLOSURE, EXTERIOR WALLS, FLASHING - General"]
[null,null,null,"13-37 11 13 13","Orchestra Pit","The area in a theater, usually located in a lowered area in front of the stage, in which musicians perform.",{"$f":"table.SpaceClassification[[#This Row],[OmniClass Number]] & \": \" & table.SpaceClassification[[#This Row],[OmniClass Title]]","v":"13-37 11 13 13: Orchestra Pit"},null,null,null,null,"23-11 29 37","Public Lighting Columns","23-11 29 37: Public Lighting Columns",null,null,42045,"B20 EXTERIOR ENCLOSURE","B2010 EXTERIOR WALLS","B201008 FLASHING","Other","B201008: EXTERIOR ENCLOSURE, EXTERIOR WALLS, FLASHING - Other"]
[null,null,null,"13-37 11 13 15","Performance Rehearsal Space","A space for conducting preparatory music and theatre performances before the official public performance.",{"$f":"table.SpaceClassification[[#This Row],[OmniClass Number]] & \": \" & table.SpaceClassification[[#This Row],[OmniClass Title]]","v":"13-37 11 13 15: Performance Rehearsal Space"},null,null,null,null,"23-11 31 11","Sports Field Surfacing","23-11 31 11: Sports Field Surfacing",null,null,43045,"B20 EXTERIOR ENCLOSURE","B2010 EXTERIOR WALLS","B201008 FLASHING","Unknown","B201008: EXTERIOR ENCLOSURE, EXTERIOR WALLS, FLASHING - Unknown"]
[null,null,null,"13-37 11 13 17","Soundstage","A soundproof, hangar-like space used for the production of theatrical motion pictures and television shows, usually located in a movie studio.",{"$f":"table.SpaceClassification[[#This Row],[OmniClass Number]] & \": \" & table.SpaceClassification[[#This Row],[OmniClass Title]]","v":"13-37 11 13 17: Soundstage"},null,null,null,null,"23-11 31 13","Playground Surfaces","23-11 31 13: Playground Surfaces",null,null,41046,"B20 EXTERIOR ENCLOSURE","B2010 EXTERIOR WALLS","B201009 EXTERIOR PAINTING AND SPECIAL COATINGS","General","B201009: EXTERIOR ENCLOSURE, EXTERIOR WALLS, EXTERIOR PAINTING AND SPECIAL COATINGS - General"]
[null,null,null,"13-37 11 13 19","Performance Hall","A room or theater, often with tiers of seats, which serves as performance venue, such as for classical instrumental music or jazz, or for hearing lectures or presentations.  Includes  amphitheaters, auditoriums, or concert halls.",{"$f":"table.SpaceClassification[[#This Row],[OmniClass Number]] & \": \" & table.SpaceClassification[[#This Row],[OmniClass Title]]","v":"13-37 11 13 19: Performance Hall"},null,null,null,null,"23-13 11 11","Powder Fillers","23-13 11 11: Powder Fillers",null,null,42046,"B20 EXTERIOR ENCLOSURE","B2010 EXTERIOR WALLS","B201009 EXTERIOR PAINTING AND SPECIAL COATINGS","Other","B201009: EXTERIOR ENCLOSURE, EXTERIOR WALLS, EXTERIOR PAINTING AND SPECIAL COATINGS - Other"]
[null,null,null,"13-37 11 13 21","Band Training Space","Space for marching band rehearsal.",{"$f":"table.SpaceClassification[[#This Row],[OmniClass Number]] & \": \" & table.SpaceClassification[[#This Row],[OmniClass Title]]","v":"13-37 11 13 21: Band Training Space"},null,null,null,null,"23-13 11 11 11","Mineral Powder Fillers","23-13 11 11 11: Mineral Powder Fillers",null,null,43046,"B20 EXTERIOR ENCLOSURE","B2010 EXTERIOR WALLS","B201009 EXTERIOR PAINTING AND SPECIAL COATINGS","Unknown","B201009: EXTERIOR ENCLOSURE, EXTERIOR WALLS, EXTERIOR PAINTING AND SPECIAL COATINGS - Unknown"]
[null,null,null,"13-37 11 15","Audience Spaces","Spaces for a group of people who observe a performing art.",{"$f":"table.SpaceClassification[[#This Row],[OmniClass Number]] & \": \" & table.SpaceClassification[[#This Row],[OmniClass Title]]","v":"13-37 11 15: Audience Spaces"},null,null,null,null,"23-13 11 11 13","Metal Powder Fillers","23-13 11 11 13: Metal Powder Fillers",null,null,41047,"B20 EXTERIOR ENCLOSURE","B2010 EXTERIOR WALLS","B201010 EXTERIOR JOINT SEALANT","General","B201010: EXTERIOR ENCLOSURE, EXTERIOR WALLS, EXTERIOR JOINT SEALANT - General"]
[null,null,null,"13-37 11 15 11","Pre-Function Lobby","A room used for entry from the outside in a building that houses performing arts productions, and in which the audience can gather before showtime and at intermission.",{"$f":"table.SpaceClassification[[#This Row],[OmniClass Number]] & \": \" & table.SpaceClassification[[#This Row],[OmniClass Title]]","v":"13-37 11 15 11: Pre-Function Lobby"},null,null,null,null,"23-13 11 11 15","Synthetic Powder Fillers","23-13 11 11 15: Synthetic Powder Fillers",null,null,42047,"B20 EXTERIOR ENCLOSURE","B2010 EXTERIOR WALLS","B201010 EXTERIOR JOINT SEALANT","Other","B201010: EXTERIOR ENCLOSURE, EXTERIOR WALLS, EXTERIOR JOINT SEALANT - Other"]
[null,null,null,"13-37 11 15 13","Audience Seating Space","A space where audience members can sit during a performance.",{"$f":"table.SpaceClassification[[#This Row],[OmniClass Number]] & \": \" & table.SpaceClassification[[#This Row],[OmniClass Title]]","v":"13-37 11 15 13: Audience Seating Space"},null,null,null,null,"23-13 11 11 17","Residue Powder Fillers","23-13 11 11 17: Residue Powder Fillers",null,null,43047,"B20 EXTERIOR ENCLOSURE","B2010 EXTERIOR WALLS","B201010 EXTERIOR JOINT SEALANT","Unknown","B201010: EXTERIOR ENCLOSURE, EXTERIOR WALLS, EXTERIOR JOINT SEALANT - Unknown"]
[null,null,null,"13-37 11 17","Supporting Performance Spaces","Spaces used to provide support to any performance type such as dance, music or theater.",{"$f":"table.SpaceClassification[[#This Row],[OmniClass Number]] & \": \" & table.SpaceClassification[[#This Row],[OmniClass Title]]","v":"13-37 11 17: Supporting Performance Spaces"},null,null,null,null,"23-13 11 13","Aggregates","23-13 11 13: Aggregates",null,null,41048,"B20 EXTERIOR ENCLOSURE","B2010 EXTERIOR WALLS","B201011 SUN CONTROL DEVICES","General","B201011: EXTERIOR ENCLOSURE, EXTERIOR WALLS, SUN CONTROL DEVICES - General"]
[null,null,null,"13-37 11 17 11","Projection Booth","Space in a movie theater that houses the projector and other equipment used to show the movie.",{"$f":"table.SpaceClassification[[#This Row],[OmniClass Number]] & \": \" & table.SpaceClassification[[#This Row],[OmniClass Title]]","v":"13-37 11 17 11: Projection Booth"},null,null,null,null,"23-13 11 13 11","Dense Fills and Aggregates","23-13 11 13 11: Dense Fills and Aggregates",null,null,42048,"B20 EXTERIOR ENCLOSURE","B2010 EXTERIOR WALLS","B201011 SUN CONTROL DEVICES","Other","B201011: EXTERIOR ENCLOSURE, EXTERIOR WALLS, SUN CONTROL DEVICES - Other"]
[null,null,null,"13-37 11 17 13","Catwalk","An elevated walkway in a theater or soundstage used to access rigging for lights, curtains, sets, and other items.",{"$f":"table.SpaceClassification[[#This Row],[OmniClass Number]] & \": \" & table.SpaceClassification[[#This Row],[OmniClass Title]]","v":"13-37 11 17 13: Catwalk"},null,null,null,null,"23-13 11 13 13","Lightweight Fills and Aggregates","23-13 11 13 13: Lightweight Fills and Aggregates",null,null,43048,"B20 EXTERIOR ENCLOSURE","B2010 EXTERIOR WALLS","B201011 SUN CONTROL DEVICES","Unknown","B201011: EXTERIOR ENCLOSURE, EXTERIOR WALLS, SUN CONTROL DEVICES - Unknown"]
[null,null,null,"13-37 11 17 15","Stage Wings","Areas adjacent to the stage in a theater, where support personnel and players can stand.",{"$f":"table.SpaceClassification[[#This Row],[OmniClass Number]] & \": \" & table.SpaceClassification[[#This Row],[OmniClass Title]]","v":"13-37 11 17 15: Stage Wings"},null,null,null,null,"23-13 11 13 15","Heavyweight Fills and Aggregates","23-13 11 13 15: Heavyweight Fills and Aggregates",null,null,41049,"B20 EXTERIOR ENCLOSURE","B2010 EXTERIOR WALLS","B201012 SCREEN WALLS","General","B201012: EXTERIOR ENCLOSURE, EXTERIOR WALLS, SCREEN WALLS - General"]
[null,null,null,"13-37 11 17 17","Motion Picture Screen Space","Space for a motion picture screen and associated equipment.",{"$f":"table.SpaceClassification[[#This Row],[OmniClass Number]] & \": \" & table.SpaceClassification[[#This Row],[OmniClass Title]]","v":"13-37 11 17 17: Motion Picture Screen Space"},null,null,null,null,"23-13 11 15","Fibers and Shavings","23-13 11 15: Fibers and Shavings",null,null,42049,"B20 EXTERIOR ENCLOSURE","B2010 EXTERIOR WALLS","B201012 SCREEN WALLS","Other","B201012: EXTERIOR ENCLOSURE, EXTERIOR WALLS, SCREEN WALLS - Other"]
[null,null,null,"13-37 13 00","Display Spaces ","Areas for the display of art and other exhibit materials.",{"$f":"table.SpaceClassification[[#This Row],[OmniClass Number]] & \": \" & table.SpaceClassification[[#This Row],[OmniClass Title]]","v":"13-37 13 00: Display Spaces "},null,null,null,null,"23-13 11 15 11","Mineral Fibers and Shavings","23-13 11 15 11: Mineral Fibers and Shavings",null,null,43049,"B20 EXTERIOR ENCLOSURE","B2010 EXTERIOR WALLS","B201012 SCREEN WALLS","Unknown","B201012: EXTERIOR ENCLOSURE, EXTERIOR WALLS, SCREEN WALLS - Unknown"]
[null,null,null,"13-37 13 11","Art Gallery","A room, group of rooms, or other space where works of art are placed on display, possibly for sale.",{"$f":"table.SpaceClassification[[#This Row],[OmniClass Number]] & \": \" & table.SpaceClassification[[#This Row],[OmniClass Title]]","v":"13-37 13 11: Art Gallery"},null,null,null,null,"23-13 11 15 13","Vegetable Fibers and Shavings","23-13 11 15 13: Vegetable Fibers and Shavings",null,null,41050,"B20 EXTERIOR ENCLOSURE","B2010 EXTERIOR WALLS","B201090 OTHER EXTERIOR WALLS","General","B201090: EXTERIOR ENCLOSURE, EXTERIOR WALLS, OTHER EXTERIOR WALLS - General"]
[null,null,null,"13-37 13 13","Exhibit Gallery","A space for a public showing or exhibition of items of interest.",{"$f":"table.SpaceClassification[[#This Row],[OmniClass Number]] & \": \" & table.SpaceClassification[[#This Row],[OmniClass Title]]","v":"13-37 13 13: Exhibit Gallery"},null,null,null,null,"23-13 11 15 15","Synthetic Fibers and Shavings","23-13 11 15 15: Synthetic Fibers and Shavings",null,null,21379,"B20 EXTERIOR ENCLOSURE","B2010 EXTERIOR WALLS","B201090 OTHER EXTERIOR WALLS","Other","B201090: EXTERIOR ENCLOSURE, EXTERIOR WALLS, OTHER EXTERIOR WALLS - Other"]
[null,null,null,"13-37 13 15","Sculpture Garden","An outdoor garden dedicated to the presentation of sculpture, usually several permanently-sited works in durable materials in landscaped surroundings.",{"$f":"table.SpaceClassification[[#This Row],[OmniClass Number]] & \": \" & table.SpaceClassification[[#This Row],[OmniClass Title]]","v":"13-37 13 15: Sculpture Garden"},null,null,null,null,"23-13 11 15 17","Other Fibers and Shavings","23-13 11 15 17: Other Fibers and Shavings",null,null,43050,"B20 EXTERIOR ENCLOSURE","B2010 EXTERIOR WALLS","B201090 OTHER EXTERIOR WALLS","Unknown","B201090: EXTERIOR ENCLOSURE, EXTERIOR WALLS, OTHER EXTERIOR WALLS - Unknown"]
[null,null,null,"13-37 13 17","Ornamental Garden","A planned space, usually outdoors, set aside for the display, cultivation, and enjoyment of ornamental plants and flowers.",{"$f":"table.SpaceClassification[[#This Row],[OmniClass Number]] & \": \" & table.SpaceClassification[[#This Row],[OmniClass Title]]","v":"13-37 13 17: Ornamental Garden"},null,null,null,null,"23-13 13 11","Binding Agents","23-13 13 11: Binding Agents",null,null,41051,"B20 EXTERIOR ENCLOSURE","B2020 EXTERIOR WINDOWS","B202001 WINDOWS","General","B202001: EXTERIOR ENCLOSURE, EXTERIOR WINDOWS, WINDOWS - General"]
[null,null,null,"13-37 13 19","Observation Deck","A platform situated upon a tall architectural structure or natural feature.",{"$f":"table.SpaceClassification[[#This Row],[OmniClass Number]] & \": \" & table.SpaceClassification[[#This Row],[OmniClass Title]]","v":"13-37 13 19: Observation Deck"},null,null,null,null,"23-13 13 11 11","Cement","23-13 13 11 11: Cement",null,null,42051,"B20 EXTERIOR ENCLOSURE","B2020 EXTERIOR WINDOWS","B202001 WINDOWS","Other","B202001: EXTERIOR ENCLOSURE, EXTERIOR WINDOWS, WINDOWS - Other"]
[null,null,null,"13-37 15 00","Creative Spaces","Space fit-up with features facilitating the production of art and/or the broadcasting, recording, editing or storage of audio visual productions.",{"$f":"table.SpaceClassification[[#This Row],[OmniClass Number]] & \": \" & table.SpaceClassification[[#This Row],[OmniClass Title]]","v":"13-37 15 00: Creative Spaces"},null,null,null,null,"23-13 13 11 11 11","Standard Cement","23-13 13 11 11 11: Standard Cement",null,null,43051,"B20 EXTERIOR ENCLOSURE","B2020 EXTERIOR WINDOWS","B202001 WINDOWS","Unknown","B202001: EXTERIOR ENCLOSURE, EXTERIOR WINDOWS, WINDOWS - Unknown"]
[null,null,null,"13-37 15 11","Recording Studio","Space fit-up to facilitate the recording of sounds.",{"$f":"table.SpaceClassification[[#This Row],[OmniClass Number]] & \": \" & table.SpaceClassification[[#This Row],[OmniClass Title]]","v":"13-37 15 11: Recording Studio"},null,null,null,null,"23-13 13 11 11 13","Specialized Cement","23-13 13 11 11 13: Specialized Cement",null,null,21395,"B20 EXTERIOR ENCLOSURE","B2020 EXTERIOR WINDOWS","B202001 WINDOWS","Aluminum Windows","B202001: EXTERIOR ENCLOSURE, EXTERIOR WINDOWS, WINDOWS - Aluminum Windows"]
[null,null,null,"13-37 15 13","Artist’s Studio","Space fit-up to facilitate the development of works of art.",{"$f":"table.SpaceClassification[[#This Row],[OmniClass Number]] & \": \" & table.SpaceClassification[[#This Row],[OmniClass Title]]","v":"13-37 15 13: Artist’s Studio"},null,null,null,null,"23-13 13 11 11 13 11","High Sulfate Resistant Cement","23-13 13 11 11 13 11: High Sulfate Resistant Cement",null,null,30303,"B20 EXTERIOR ENCLOSURE","B2020 EXTERIOR WINDOWS","B202001 WINDOWS","Exterior Glazing","B202001: EXTERIOR ENCLOSURE, EXTERIOR WINDOWS, WINDOWS - Exterior Glazing"]
[null,null,null,"13-37 15 15","Photo Lab","Space fit-up to facilitate the production and/or repair of film and electronic photography.",{"$f":"table.SpaceClassification[[#This Row],[OmniClass Number]] & \": \" & table.SpaceClassification[[#This Row],[OmniClass Title]]","v":"13-37 15 15: Photo Lab"},null,null,null,null,"23-13 13 11 11 13 13","Low Alkali Cement","23-13 13 11 11 13 13: Low Alkali Cement",null,null,21396,"B20 EXTERIOR ENCLOSURE","B2020 EXTERIOR WINDOWS","B202001 WINDOWS","Steel Windows","B202001: EXTERIOR ENCLOSURE, EXTERIOR WINDOWS, WINDOWS - Steel Windows"]
[null,null,null,"13-37 15 15 11","Motion Picture Exchange","Space for the distribution of motion picture prints for viewing by military personnel.",{"$f":"table.SpaceClassification[[#This Row],[OmniClass Number]] & \": \" & table.SpaceClassification[[#This Row],[OmniClass Title]]","v":"13-37 15 15 11: Motion Picture Exchange"},null,null,null,null,"23-13 13 11 11 13 15","Low Heat Cement","23-13 13 11 11 13 15: Low Heat Cement",null,null,30051,"B20 EXTERIOR ENCLOSURE","B2020 EXTERIOR WINDOWS","B202001 WINDOWS","Vinyl Clad Windows","B202001: EXTERIOR ENCLOSURE, EXTERIOR WINDOWS, WINDOWS - Vinyl Clad Windows"]
[null,null,null,"13-37 15 17","Media Production","Space fit-up with features facilitating the production of televised programming live or recorded.",{"$f":"table.SpaceClassification[[#This Row],[OmniClass Number]] & \": \" & table.SpaceClassification[[#This Row],[OmniClass Title]]","v":"13-37 15 17: Media Production"},null,null,null,null,"23-13 13 11 11 13 17","Alumina Cement","23-13 13 11 11 13 17: Alumina Cement",null,null,21397,"B20 EXTERIOR ENCLOSURE","B2020 EXTERIOR WINDOWS","B202001 WINDOWS","Wood Windows","B202001: EXTERIOR ENCLOSURE, EXTERIOR WINDOWS, WINDOWS - Wood Windows"]
[null,null,null,"13-37 15 17 11","Media Production Support","Space supporting media production such as make-up station, dressing room, guess waiting room, wardrobe/prop room.",{"$f":"table.SpaceClassification[[#This Row],[OmniClass Number]] & \": \" & table.SpaceClassification[[#This Row],[OmniClass Title]]","v":"13-37 15 17 11: Media Production Support"},null,null,null,null,"23-13 13 11 13","Lime","23-13 13 11 13: Lime",null,null,21393,"B20 EXTERIOR ENCLOSURE","B2020 EXTERIOR WINDOWS","B202002 STOREFRONTS","General","B202002: EXTERIOR ENCLOSURE, EXTERIOR WINDOWS, STOREFRONTS - General"]
[null,null,null,"13-37 15 17 13","Sound Lock","Room that provides an acoustical buffer to eliminate the transfer of sound to adjoining space.",{"$f":"table.SpaceClassification[[#This Row],[OmniClass Number]] & \": \" & table.SpaceClassification[[#This Row],[OmniClass Title]]","v":"13-37 15 17 13: Sound Lock"},null,null,null,null,"23-13 13 11 13 11","Hydraulic Lime","23-13 13 11 13 11: Hydraulic Lime",null,null,42052,"B20 EXTERIOR ENCLOSURE","B2020 EXTERIOR WINDOWS","B202002 STOREFRONTS","Other","B202002: EXTERIOR ENCLOSURE, EXTERIOR WINDOWS, STOREFRONTS - Other"]
[null,null,null,"13-37 15 19","Zen Garden","An enclosed shallow sandpit containing sand, gravel, rocks, and occasionally grass and/or other natural elements, raked and arranged artfully, usually providing a quiet, contemplative setting.",{"$f":"table.SpaceClassification[[#This Row],[OmniClass Number]] & \": \" & table.SpaceClassification[[#This Row],[OmniClass Title]]","v":"13-37 15 19: Zen Garden"},null,null,null,null,"23-13 13 11 13 13","Air Hardening Lime","23-13 13 11 13 13: Air Hardening Lime",null,null,43052,"B20 EXTERIOR ENCLOSURE","B2020 EXTERIOR WINDOWS","B202002 STOREFRONTS","Unknown","B202002: EXTERIOR ENCLOSURE, EXTERIOR WINDOWS, STOREFRONTS - Unknown"]
[null,null,null,"13-41 00 00","Museum Spaces",null,{"$f":"table.SpaceClassification[[#This Row],[OmniClass Number]] & \": \" & table.SpaceClassification[[#This Row],[OmniClass Title]]","v":"13-41 00 00: Museum Spaces"},null,null,null,null,"23-13 13 11 15","Bitumen Asphalt","23-13 13 11 15: Bitumen Asphalt",null,null,21394,"B20 EXTERIOR ENCLOSURE","B2020 EXTERIOR WINDOWS","B202003 CURTAIN WALLS","General","B202003: EXTERIOR ENCLOSURE, EXTERIOR WINDOWS, CURTAIN WALLS - General"]
[null,null,null,"13-41 11 00","Museum Gallery","A space in a museum for the exhibition, and educational interpretation of objects having scientific, historical, cultural or artistic value.",{"$f":"table.SpaceClassification[[#This Row],[OmniClass Number]] & \": \" & table.SpaceClassification[[#This Row],[OmniClass Title]]","v":"13-41 11 00: Museum Gallery"},null,null,null,null,"23-13 13 11 17","Resinous Binders","23-13 13 11 17: Resinous Binders",null,null,42053,"B20 EXTERIOR ENCLOSURE","B2020 EXTERIOR WINDOWS","B202003 CURTAIN WALLS","Other","B202003: EXTERIOR ENCLOSURE, EXTERIOR WINDOWS, CURTAIN WALLS - Other"]
[null,null,null,"13-45 00 00","Library Spaces",null,{"$f":"table.SpaceClassification[[#This Row],[OmniClass Number]] & \": \" & table.SpaceClassification[[#This Row],[OmniClass Title]]","v":"13-45 00 00: Library Spaces"},null,null,null,null,"23-13 13 11 19","Gypsum","23-13 13 11 19: Gypsum",null,null,43053,"B20 EXTERIOR ENCLOSURE","B2020 EXTERIOR WINDOWS","B202003 CURTAIN WALLS","Unknown","B202003: EXTERIOR ENCLOSURE, EXTERIOR WINDOWS, CURTAIN WALLS - Unknown"]
[null,null,null,"13-45 11 00","Library","Space in which literary, musical, artistic, or reference materials (as books, manuscripts, recordings, or films) are kept for use but not for sale.",{"$f":"table.SpaceClassification[[#This Row],[OmniClass Number]] & \": \" & table.SpaceClassification[[#This Row],[OmniClass Title]]","v":"13-45 11 00: Library"},null,null,null,null,"23-13 13 13","Cement Admixtures","23-13 13 13: Cement Admixtures",null,null,41054,"B20 EXTERIOR ENCLOSURE","B2020 EXTERIOR WINDOWS","B202090 OTHER EXTERIOR WINDOWS","General","B202090: EXTERIOR ENCLOSURE, EXTERIOR WINDOWS, OTHER EXTERIOR WINDOWS - General"]
[null,null,null,"13-45 11 11","Library Stack","A space used to house arranged collections of literary, musical, artistic, educational or reference materials for use.",{"$f":"table.SpaceClassification[[#This Row],[OmniClass Number]] & \": \" & table.SpaceClassification[[#This Row],[OmniClass Title]]","v":"13-45 11 11: Library Stack"},null,null,null,null,"23-13 13 13 11","Cement Plasticizing Agents","23-13 13 13 11: Cement Plasticizing Agents",null,null,21398,"B20 EXTERIOR ENCLOSURE","B2020 EXTERIOR WINDOWS","B202090 OTHER EXTERIOR WINDOWS","Other","B202090: EXTERIOR ENCLOSURE, EXTERIOR WINDOWS, OTHER EXTERIOR WINDOWS - Other"]
[null,null,null,"13-47 00 00","Spiritual Spaces","Space designated for the practice of religion or meditation .",{"$f":"table.SpaceClassification[[#This Row],[OmniClass Number]] & \": \" & table.SpaceClassification[[#This Row],[OmniClass Title]]","v":"13-47 00 00: Spiritual Spaces"},null,null,null,null,"23-13 13 13 13","Cement Water Retaining Agents","23-13 13 13 13: Cement Water Retaining Agents",null,null,43054,"B20 EXTERIOR ENCLOSURE","B2020 EXTERIOR WINDOWS","B202090 OTHER EXTERIOR WINDOWS","Unknown","B202090: EXTERIOR ENCLOSURE, EXTERIOR WINDOWS, OTHER EXTERIOR WINDOWS - Unknown"]
[null,null,null,"13-47 11 00","Worship Spaces","Spaces for conducting worship activities, such as prayer, religious or spiritual ceremonies or celebration, or meditation.",{"$f":"table.SpaceClassification[[#This Row],[OmniClass Number]] & \": \" & table.SpaceClassification[[#This Row],[OmniClass Title]]","v":"13-47 11 00: Worship Spaces"},null,null,null,null,"23-13 13 13 15","Cement Air Entraining Agents","23-13 13 13 15: Cement Air Entraining Agents",null,null,41055,"B20 EXTERIOR ENCLOSURE","B2030 EXTERIOR DOORS","B203001 SOLID DOORS","General","B203001: EXTERIOR ENCLOSURE, EXTERIOR DOORS, SOLID DOORS - General"]
[null,null,null,"13-47 11 11","Meditation Chapel","A space provided for obtaining a deeper state of relaxation or awareness.",{"$f":"table.SpaceClassification[[#This Row],[OmniClass Number]] & \": \" & table.SpaceClassification[[#This Row],[OmniClass Title]]","v":"13-47 11 11: Meditation Chapel"},null,null,null,null,"23-13 13 13 17","Cement Gas Generating Agents","23-13 13 13 17: Cement Gas Generating Agents",null,null,42055,"B20 EXTERIOR ENCLOSURE","B2030 EXTERIOR DOORS","B203001 SOLID DOORS","Other","B203001: EXTERIOR ENCLOSURE, EXTERIOR DOORS, SOLID DOORS - Other"]
[null,null,null,"13-47 11 13","Altar","A space upon which offerings can be made for religious purposes, or some other sacred place where ceremonies take place.",{"$f":"table.SpaceClassification[[#This Row],[OmniClass Number]] & \": \" & table.SpaceClassification[[#This Row],[OmniClass Title]]","v":"13-47 11 13: Altar"},null,null,null,null,"23-13 13 13 19","Cement Setting Retarders","23-13 13 13 19: Cement Setting Retarders",null,null,43055,"B20 EXTERIOR ENCLOSURE","B2030 EXTERIOR DOORS","B203001 SOLID DOORS","Unknown","B203001: EXTERIOR ENCLOSURE, EXTERIOR DOORS, SOLID DOORS - Unknown"]
[null,null,null,"13-47 11 15","Reflection Space","A space for self-observation and contemplation of conscious inner thoughts, desires and sensations.",{"$f":"table.SpaceClassification[[#This Row],[OmniClass Number]] & \": \" & table.SpaceClassification[[#This Row],[OmniClass Title]]","v":"13-47 11 15: Reflection Space"},null,null,null,null,"23-13 13 13 21","Cement Setting Accelerators","23-13 13 13 21: Cement Setting Accelerators",null,null,21402,"B20 EXTERIOR ENCLOSURE","B2030 EXTERIOR DOORS","B203001 SOLID DOORS","Aluminum","B203001: EXTERIOR ENCLOSURE, EXTERIOR DOORS, SOLID DOORS - Aluminum"]
[null,null,null,"13-47 11 17","Blessing Space","A space for infusion of something with holiness or divine will.",{"$f":"table.SpaceClassification[[#This Row],[OmniClass Number]] & \": \" & table.SpaceClassification[[#This Row],[OmniClass Title]]","v":"13-47 11 17: Blessing Space"},null,null,null,null,"23-13 13 13 23","Cement Frostproofing Agents","23-13 13 13 23: Cement Frostproofing Agents",null,null,21401,"B20 EXTERIOR ENCLOSURE","B2030 EXTERIOR DOORS","B203001 SOLID DOORS","Steel","B203001: EXTERIOR ENCLOSURE, EXTERIOR DOORS, SOLID DOORS - Steel"]
[null,null,null,"13-47 11 19","Chapel","A space used as a place for fellowship and worship for Christians.",{"$f":"table.SpaceClassification[[#This Row],[OmniClass Number]] & \": \" & table.SpaceClassification[[#This Row],[OmniClass Title]]","v":"13-47 11 19: Chapel"},null,null,null,null,"23-13 13 13 25","Cement Waterproofing Agents","23-13 13 13 25: Cement Waterproofing Agents",null,null,21400,"B20 EXTERIOR ENCLOSURE","B2030 EXTERIOR DOORS","B203001 SOLID DOORS","Wood","B203001: EXTERIOR ENCLOSURE, EXTERIOR DOORS, SOLID DOORS - Wood"]
[null,null,null,"13-47 11 21","Mihrab","A niche in the wall of a mosque that indicates the direction of the Kaaba in Mecca and hence the direction that Muslims should face when praying.",{"$f":"table.SpaceClassification[[#This Row],[OmniClass Number]] & \": \" & table.SpaceClassification[[#This Row],[OmniClass Title]]","v":"13-47 11 21: Mihrab"},null,null,null,null,"23-13 13 13 27","Cement Coloring Agents","23-13 13 13 27: Cement Coloring Agents",null,null,21399,"B20 EXTERIOR ENCLOSURE","B2030 EXTERIOR DOORS","B203002 GLAZED DOORS","General","B203002: EXTERIOR ENCLOSURE, EXTERIOR DOORS, GLAZED DOORS - General"]
[null,null,null,"13-47 11 23","Shrine","A holy or sacred place which is dedicated to a specific deity, ancestor, hero, martyr, saint or similar figure of awe and respect, at which they are venerated or worshipped.",{"$f":"table.SpaceClassification[[#This Row],[OmniClass Number]] & \": \" & table.SpaceClassification[[#This Row],[OmniClass Title]]","v":"13-47 11 23: Shrine"},null,null,null,null,"23-13 13 13 29","Cement Admixtures for Injections","23-13 13 13 29: Cement Admixtures for Injections",null,null,42056,"B20 EXTERIOR ENCLOSURE","B2030 EXTERIOR DOORS","B203002 GLAZED DOORS","Other","B203002: EXTERIOR ENCLOSURE, EXTERIOR DOORS, GLAZED DOORS - Other"]
[null,null,null,"13-47 11 25","Sanctuary","The consecrated area of a church or temple around its tabernacle or altar.",{"$f":"table.SpaceClassification[[#This Row],[OmniClass Number]] & \": \" & table.SpaceClassification[[#This Row],[OmniClass Title]]","v":"13-47 11 25: Sanctuary"},null,null,null,null,"23-13 13 13 31","Cement Admixtures for Projections","23-13 13 13 31: Cement Admixtures for Projections",null,null,43056,"B20 EXTERIOR ENCLOSURE","B2030 EXTERIOR DOORS","B203002 GLAZED DOORS","Unknown","B203002: EXTERIOR ENCLOSURE, EXTERIOR DOORS, GLAZED DOORS - Unknown"]
[null,null,null,"13-47 11 27","Confessional Space","A small, enclosed booth used for the Sacrament of Penance, often called confession, in the Catholic Church.",{"$f":"table.SpaceClassification[[#This Row],[OmniClass Number]] & \": \" & table.SpaceClassification[[#This Row],[OmniClass Title]]","v":"13-47 11 27: Confessional Space"},null,null,null,null,"23-13 13 13 33","Cement Adherence Proofing Agents","23-13 13 13 33: Cement Adherence Proofing Agents",null,null,41057,"B20 EXTERIOR ENCLOSURE","B2030 EXTERIOR DOORS","B203003 REVOLVING DOORS","General","B203003: EXTERIOR ENCLOSURE, EXTERIOR DOORS, REVOLVING DOORS - General"]
[null,null,null,"13-47 11 29","Ark","A cabinet used to store a synagogue's Torah scroll.",{"$f":"table.SpaceClassification[[#This Row],[OmniClass Number]] & \": \" & table.SpaceClassification[[#This Row],[OmniClass Title]]","v":"13-47 11 29: Ark"},null,null,null,null,"23-13 13 13 35","Cement Bonding Agents","23-13 13 13 35: Cement Bonding Agents",null,null,42057,"B20 EXTERIOR ENCLOSURE","B2030 EXTERIOR DOORS","B203003 REVOLVING DOORS","Other","B203003: EXTERIOR ENCLOSURE, EXTERIOR DOORS, REVOLVING DOORS - Other"]
[null,null,null,"13-47 11 31","Bimah","The elevated area or platform in a Jewish synagogue where the person reading aloud from the Torah stands.",{"$f":"table.SpaceClassification[[#This Row],[OmniClass Number]] & \": \" & table.SpaceClassification[[#This Row],[OmniClass Title]]","v":"13-47 11 31: Bimah"},null,null,null,null,"23-13 13 13 37","Cement Replacements","23-13 13 13 37: Cement Replacements",null,null,43057,"B20 EXTERIOR ENCLOSURE","B2030 EXTERIOR DOORS","B203003 REVOLVING DOORS","Unknown","B203003: EXTERIOR ENCLOSURE, EXTERIOR DOORS, REVOLVING DOORS - Unknown"]
[null,null,null,"13-47 11 33","Tabernacle","A case on the altar of a church that contains the consecrated host and wine for the Eucharist.",{"$f":"table.SpaceClassification[[#This Row],[OmniClass Number]] & \": \" & table.SpaceClassification[[#This Row],[OmniClass Title]]","v":"13-47 11 33: Tabernacle"},null,null,null,null,"23-13 13 13 39","Other Cement Admixtures","23-13 13 13 39: Other Cement Admixtures",null,null,40256,"B20 EXTERIOR ENCLOSURE","B2030 EXTERIOR DOORS","B203003 REVOLVING DOORS","Electric","B203003: EXTERIOR ENCLOSURE, EXTERIOR DOORS, REVOLVING DOORS - Electric"]
[null,null,null,"13-47 11 35","Pulpit","A raised platform in a church, usually enclosed, where the minister or preacher stands to conduct the sermon.",{"$f":"table.SpaceClassification[[#This Row],[OmniClass Number]] & \": \" & table.SpaceClassification[[#This Row],[OmniClass Title]]","v":"13-47 11 35: Pulpit"},null,null,null,null,"23-13 13 15","Gypsum Admixtures","23-13 13 15: Gypsum Admixtures",null,null,30304,"B20 EXTERIOR ENCLOSURE","B2030 EXTERIOR DOORS","B203003 REVOLVING DOORS","Manual","B203003: EXTERIOR ENCLOSURE, EXTERIOR DOORS, REVOLVING DOORS - Manual"]
[null,null,null,"13-47 11 37","Choir Loft","A narrow recessed balcony area along an upper floor on the interior of a church, usually marked by a colonnade.",{"$f":"table.SpaceClassification[[#This Row],[OmniClass Number]] & \": \" & table.SpaceClassification[[#This Row],[OmniClass Title]]","v":"13-47 11 37: Choir Loft"},null,null,null,null,"23-13 15 11","Concretes","23-13 15 11: Concretes",null,null,21403,"B20 EXTERIOR ENCLOSURE","B2030 EXTERIOR DOORS","B203004 OVERHEAD AND ROLL-UP DOORS","General","B203004: EXTERIOR ENCLOSURE, EXTERIOR DOORS, OVERHEAD AND ROLL-UP DOORS - General"]
[null,null,null,"13-47 13 00","Ceremonial Spaces","A space for performing a ceremony to change the religious nature or status of a person.",{"$f":"table.SpaceClassification[[#This Row],[OmniClass Number]] & \": \" & table.SpaceClassification[[#This Row],[OmniClass Title]]","v":"13-47 13 00: Ceremonial Spaces"},null,null,null,null,"23-13 15 11 11","Cementitious Concretes","23-13 15 11 11: Cementitious Concretes",null,null,42058,"B20 EXTERIOR ENCLOSURE","B2030 EXTERIOR DOORS","B203004 OVERHEAD AND ROLL-UP DOORS","Other","B203004: EXTERIOR ENCLOSURE, EXTERIOR DOORS, OVERHEAD AND ROLL-UP DOORS - Other"]
[null,null,null,"13-47 13 11","Marriage Sanctuary","A space for conducting marriage ceremonies.",{"$f":"table.SpaceClassification[[#This Row],[OmniClass Number]] & \": \" & table.SpaceClassification[[#This Row],[OmniClass Title]]","v":"13-47 13 11: Marriage Sanctuary"},null,null,null,null,"23-13 15 11 13","Resinous Concretes","23-13 15 11 13: Resinous Concretes",null,null,43058,"B20 EXTERIOR ENCLOSURE","B2030 EXTERIOR DOORS","B203004 OVERHEAD AND ROLL-UP DOORS","Unknown","B203004: EXTERIOR ENCLOSURE, EXTERIOR DOORS, OVERHEAD AND ROLL-UP DOORS - Unknown"]
[null,null,null,"13-47 13 13","Baptistery","The area in a church surrounding the baptismal font.",{"$f":"table.SpaceClassification[[#This Row],[OmniClass Number]] & \": \" & table.SpaceClassification[[#This Row],[OmniClass Title]]","v":"13-47 13 13: Baptistery"},null,null,null,null,"23-13 15 11 15","Hydrocarbon Concretes","23-13 15 11 15: Hydrocarbon Concretes",null,null,20014,"B20 EXTERIOR ENCLOSURE","B2030 EXTERIOR DOORS","B203004 OVERHEAD AND ROLL-UP DOORS","Aluminum/Fiberglass, Electric, 12'x12'","B203004: EXTERIOR ENCLOSURE, EXTERIOR DOORS, OVERHEAD AND ROLL-UP DOORS - Aluminum/Fiberglass, Electric, 12'x12'"]
[null,null,null,"13-47 13 15","Circumcision Space","A space in a religious structure for performing circumcisions.",{"$f":"table.SpaceClassification[[#This Row],[OmniClass Number]] & \": \" & table.SpaceClassification[[#This Row],[OmniClass Title]]","v":"13-47 13 15: Circumcision Space"},null,null,null,null,"23-13 15 11 17","Low Density Concretes","23-13 15 11 17: Low Density Concretes",null,null,20013,"B20 EXTERIOR ENCLOSURE","B2030 EXTERIOR DOORS","B203004 OVERHEAD AND ROLL-UP DOORS","Aluminum/Fiberglass, Manual, 12'x12'","B203004: EXTERIOR ENCLOSURE, EXTERIOR DOORS, OVERHEAD AND ROLL-UP DOORS - Aluminum/Fiberglass, Manual, 12'x12'"]
[null,null,null,"13-47 13 17","Cathedra","The space surrounding the chair or throne of a bishop.",{"$f":"table.SpaceClassification[[#This Row],[OmniClass Number]] & \": \" & table.SpaceClassification[[#This Row],[OmniClass Title]]","v":"13-47 13 17: Cathedra"},null,null,null,null,"23-13 15 13","Mortars","23-13 15 13: Mortars",null,null,40267,"B20 EXTERIOR ENCLOSURE","B2030 EXTERIOR DOORS","B203004 OVERHEAD AND ROLL-UP DOORS","Shutter, Rollup","B203004: EXTERIOR ENCLOSURE, EXTERIOR DOORS, OVERHEAD AND ROLL-UP DOORS - Shutter, Rollup"]
[null,null,null,"13-47 15 00","Procession Spaces","A space for performing a spiritual procession or orderly gathering and movement.",{"$f":"table.SpaceClassification[[#This Row],[OmniClass Number]] & \": \" & table.SpaceClassification[[#This Row],[OmniClass Title]]","v":"13-47 15 00: Procession Spaces"},null,null,null,null,"23-13 15 13 11","Portland Cement Lime Mortars","23-13 15 13 11: Portland Cement Lime Mortars",null,null,43583,"B20 EXTERIOR ENCLOSURE","B2030 EXTERIOR DOORS","B203004 OVERHEAD AND ROLL-UP DOORS","Steel Rolling","B203004: EXTERIOR ENCLOSURE, EXTERIOR DOORS, OVERHEAD AND ROLL-UP DOORS - Steel Rolling"]
[null,null,null,"13-47 17 00","Death Spaces","Spaces for religious and other proceedings surrounding death, funerals, and internment.",{"$f":"table.SpaceClassification[[#This Row],[OmniClass Number]] & \": \" & table.SpaceClassification[[#This Row],[OmniClass Title]]","v":"13-47 17 00: Death Spaces"},null,null,null,null,"23-13 15 13 13","Masonry Cement Mortars","23-13 15 13 13: Masonry Cement Mortars",null,null,20020,"B20 EXTERIOR ENCLOSURE","B2030 EXTERIOR DOORS","B203004 OVERHEAD AND ROLL-UP DOORS","Steel Rolling, Electric, 10'x10'","B203004: EXTERIOR ENCLOSURE, EXTERIOR DOORS, OVERHEAD AND ROLL-UP DOORS - Steel Rolling, Electric, 10'x10'"]
[null,null,null,"13-47 17 11","Crypt","A chambered burial vault used to store the deceased.",{"$f":"table.SpaceClassification[[#This Row],[OmniClass Number]] & \": \" & table.SpaceClassification[[#This Row],[OmniClass Title]]","v":"13-47 17 11: Crypt"},null,null,null,null,"23-13 15 13 15","Mortar Cements","23-13 15 13 15: Mortar Cements",null,null,20006,"B20 EXTERIOR ENCLOSURE","B2030 EXTERIOR DOORS","B203004 OVERHEAD AND ROLL-UP DOORS","Steel Rolling, Electric, 12'x12'","B203004: EXTERIOR ENCLOSURE, EXTERIOR DOORS, OVERHEAD AND ROLL-UP DOORS - Steel Rolling, Electric, 12'x12'"]
[null,null,null,"13-47 17 13","Morgue","A facility for the identification, preparation, and holding of human remains.",{"$f":"table.SpaceClassification[[#This Row],[OmniClass Number]] & \": \" & table.SpaceClassification[[#This Row],[OmniClass Title]]","v":"13-47 17 13: Morgue"},null,null,null,null,"23-13 15 13 17","Gypsum Based Mortars","23-13 15 13 17: Gypsum Based Mortars",null,null,20016,"B20 EXTERIOR ENCLOSURE","B2030 EXTERIOR DOORS","B203004 OVERHEAD AND ROLL-UP DOORS","Steel Rolling, Electric, 14'x14'","B203004: EXTERIOR ENCLOSURE, EXTERIOR DOORS, OVERHEAD AND ROLL-UP DOORS - Steel Rolling, Electric, 14'x14'"]
[null,null,null,"13-47 17 13 11","Morgue Compartment","A room used for the storage of human remains awaiting identification, or removal for autopsy, burial, cremation or some other post death ritual.",{"$f":"table.SpaceClassification[[#This Row],[OmniClass Number]] & \": \" & table.SpaceClassification[[#This Row],[OmniClass Title]]","v":"13-47 17 13 11: Morgue Compartment"},null,null,null,null,"23-13 15 13 19","Resinous Mortar","23-13 15 13 19: Resinous Mortar",null,null,20008,"B20 EXTERIOR ENCLOSURE","B2030 EXTERIOR DOORS","B203004 OVERHEAD AND ROLL-UP DOORS","Steel Rolling, Electric, 20'x12'","B203004: EXTERIOR ENCLOSURE, EXTERIOR DOORS, OVERHEAD AND ROLL-UP DOORS - Steel Rolling, Electric, 20'x12'"]
[null,null,null,"13-47 17 17","Grave Space","A place where a dead body is buried.",{"$f":"table.SpaceClassification[[#This Row],[OmniClass Number]] & \": \" & table.SpaceClassification[[#This Row],[OmniClass Title]]","v":"13-47 17 17: Grave Space"},null,null,null,null,"23-13 15 13 21","Chemical Resistant Mortar","23-13 15 13 21: Chemical Resistant Mortar",null,null,20000,"B20 EXTERIOR ENCLOSURE","B2030 EXTERIOR DOORS","B203004 OVERHEAD AND ROLL-UP DOORS","Steel Rolling, Electric, 20'x16'","B203004: EXTERIOR ENCLOSURE, EXTERIOR DOORS, OVERHEAD AND ROLL-UP DOORS - Steel Rolling, Electric, 20'x16'"]
[null,null,null,"13-49 00 00","Environmentally Controlled Spaces","Space with environments where such variables as humidity, temperature, pressure, sound, contamination are tightly controlled.  These Spaces may be part of the research or production processes.",{"$f":"table.SpaceClassification[[#This Row],[OmniClass Number]] & \": \" & table.SpaceClassification[[#This Row],[OmniClass Title]]","v":"13-49 00 00: Environmentally Controlled Spaces"},null,null,null,null,"23-13 15 13 23","Refractory Mortar","23-13 15 13 23: Refractory Mortar",null,null,20005,"B20 EXTERIOR ENCLOSURE","B2030 EXTERIOR DOORS","B203004 OVERHEAD AND ROLL-UP DOORS","Steel Rolling, Electric, 8'x8'","B203004: EXTERIOR ENCLOSURE, EXTERIOR DOORS, OVERHEAD AND ROLL-UP DOORS - Steel Rolling, Electric, 8'x8'"]
[null,null,null,"13-49 11 00","Anechoic Chamber","Space that is isolated from external sound and electromagnetic radiation sources, using sound proofing and electromagnetic absorptive material to prevent the reflection of wave phenomena (reverberation).",{"$f":"table.SpaceClassification[[#This Row],[OmniClass Number]] & \": \" & table.SpaceClassification[[#This Row],[OmniClass Title]]","v":"13-49 11 00: Anechoic Chamber"},null,null,null,null,"23-13 15 13 25","Premixed Mortar","23-13 15 13 25: Premixed Mortar",null,null,20010,"B20 EXTERIOR ENCLOSURE","B2030 EXTERIOR DOORS","B203004 OVERHEAD AND ROLL-UP DOORS","Steel Rolling, Fire Rated, 10'x10'","B203004: EXTERIOR ENCLOSURE, EXTERIOR DOORS, OVERHEAD AND ROLL-UP DOORS - Steel Rolling, Fire Rated, 10'x10'"]
[null,null,null,"13-49 13 00","Hazard Containment","Specialized containment space for hazardous agents such as biological, radiological and chemical hazards.",{"$f":"table.SpaceClassification[[#This Row],[OmniClass Number]] & \": \" & table.SpaceClassification[[#This Row],[OmniClass Title]]","v":"13-49 13 00: Hazard Containment"},null,null,null,null,"23-13 15 13 27","Surface Bonding Mortar","23-13 15 13 27: Surface Bonding Mortar",null,null,20001,"B20 EXTERIOR ENCLOSURE","B2030 EXTERIOR DOORS","B203004 OVERHEAD AND ROLL-UP DOORS","Steel Rolling, Manual, 10'x10'","B203004: EXTERIOR ENCLOSURE, EXTERIOR DOORS, OVERHEAD AND ROLL-UP DOORS - Steel Rolling, Manual, 10'x10'"]
[null,null,null,"13-49 15 00","Clean Room","Space in which the air quality, temperature and humidity are highly regulated in order to protect sensitive equipment and materials from contamination.",{"$f":"table.SpaceClassification[[#This Row],[OmniClass Number]] & \": \" & table.SpaceClassification[[#This Row],[OmniClass Title]]","v":"13-49 15 00: Clean Room"},null,null,null,null,"23-13 15 13 29","Mortar Pigments","23-13 15 13 29: Mortar Pigments",null,null,20002,"B20 EXTERIOR ENCLOSURE","B2030 EXTERIOR DOORS","B203004 OVERHEAD AND ROLL-UP DOORS","Steel Rolling, Manual, 12'x12'","B203004: EXTERIOR ENCLOSURE, EXTERIOR DOORS, OVERHEAD AND ROLL-UP DOORS - Steel Rolling, Manual, 12'x12'"]
[null,null,null,"13-49 15 11","Clean Room Class 1","The ISO 14644-1 classification describes Clean rooms rated as \"Class 1,\" where there exists no more than 10 particles larger than 0.1 micrometer in any given cubic meter of air.",{"$f":"table.SpaceClassification[[#This Row],[OmniClass Number]] & \": \" & table.SpaceClassification[[#This Row],[OmniClass Title]]","v":"13-49 15 11: Clean Room Class 1"},null,null,null,null,"23-13 15 15","Grouts","23-13 15 15: Grouts",null,null,20003,"B20 EXTERIOR ENCLOSURE","B2030 EXTERIOR DOORS","B203004 OVERHEAD AND ROLL-UP DOORS","Steel Rolling, Manual, 14'x14'","B203004: EXTERIOR ENCLOSURE, EXTERIOR DOORS, OVERHEAD AND ROLL-UP DOORS - Steel Rolling, Manual, 14'x14'"]
[null,null,null,"13-49 15 13","Clean Room Class 2","The ISO 14644-1 classification describes Clean rooms rated as \"Class 2,\" where there exists no more than 100 particles larger than 0.1 micrometer in any given cubic meter of air.",{"$f":"table.SpaceClassification[[#This Row],[OmniClass Number]] & \": \" & table.SpaceClassification[[#This Row],[OmniClass Title]]","v":"13-49 15 13: Clean Room Class 2"},null,null,null,null,"23-13 15 15 11","Concrete Grouts","23-13 15 15 11: Concrete Grouts",null,null,20004,"B20 EXTERIOR ENCLOSURE","B2030 EXTERIOR DOORS","B203004 OVERHEAD AND ROLL-UP DOORS","Steel Rolling, Manual, 20'x12'","B203004: EXTERIOR ENCLOSURE, EXTERIOR DOORS, OVERHEAD AND ROLL-UP DOORS - Steel Rolling, Manual, 20'x12'"]
[null,null,null,"13-49 15 15","Clean Room Class 3","The ISO 14644-1 classification describes Clean rooms rated as \"Class 3,\" where there exists no more than 1,000 particles larger than 0.1 micrometer in any given cubic meter of air.",{"$f":"table.SpaceClassification[[#This Row],[OmniClass Number]] & \": \" & table.SpaceClassification[[#This Row],[OmniClass Title]]","v":"13-49 15 15: Clean Room Class 3"},null,null,null,null,"23-13 15 15 11 11","Shrink Resistant Concrete Grouts","23-13 15 15 11 11: Shrink Resistant Concrete Grouts",null,null,20009,"B20 EXTERIOR ENCLOSURE","B2030 EXTERIOR DOORS","B203004 OVERHEAD AND ROLL-UP DOORS","Steel Rolling, Manual, 20'x16'","B203004: EXTERIOR ENCLOSURE, EXTERIOR DOORS, OVERHEAD AND ROLL-UP DOORS - Steel Rolling, Manual, 20'x16'"]
[null,null,null,"13-49 15 17","Clean Room Class 4","The ISO 14644-1 classification describes Clean rooms rated as \"Class 4,\" where there exists no more than 10,000 particles larger than 0.1 micrometer in any given cubic meter of air.",{"$f":"table.SpaceClassification[[#This Row],[OmniClass Number]] & \": \" & table.SpaceClassification[[#This Row],[OmniClass Title]]","v":"13-49 15 17: Clean Room Class 4"},null,null,null,null,"23-13 15 15 11 13","Catalyzed Metallic Concrete Grouts","23-13 15 15 11 13: Catalyzed Metallic Concrete Grouts",null,null,20007,"B20 EXTERIOR ENCLOSURE","B2030 EXTERIOR DOORS","B203004 OVERHEAD AND ROLL-UP DOORS","Steel Rolling, Manual, 8'x8'","B203004: EXTERIOR ENCLOSURE, EXTERIOR DOORS, OVERHEAD AND ROLL-UP DOORS - Steel Rolling, Manual, 8'x8'"]
[null,null,null,"13-49 15 19","Clean Room Class 5","The ISO 14644-1 classification describes Clean rooms rated as \"Class 5,\" where there exists no more than 100,000 particles larger than 0.1 micrometer in any given cubic meter of air.",{"$f":"table.SpaceClassification[[#This Row],[OmniClass Number]] & \": \" & table.SpaceClassification[[#This Row],[OmniClass Title]]","v":"13-49 15 19: Clean Room Class 5"},null,null,null,null,"23-13 15 15 11 15","Epoxy Concrete Grouts","23-13 15 15 11 15: Epoxy Concrete Grouts",null,null,43584,"B20 EXTERIOR ENCLOSURE","B2030 EXTERIOR DOORS","B203004 OVERHEAD AND ROLL-UP DOORS","Steel Sectional","B203004: EXTERIOR ENCLOSURE, EXTERIOR DOORS, OVERHEAD AND ROLL-UP DOORS - Steel Sectional"]
[null,null,null,"13-49 15 21","Clean Room Class 6","The ISO 14644-1 classification describes Clean rooms rated as \"Class 6,\" where there exists no more than 1,000,000 particles larger than 0.1 micrometer in any given cubic meter of air.",{"$f":"table.SpaceClassification[[#This Row],[OmniClass Number]] & \": \" & table.SpaceClassification[[#This Row],[OmniClass Title]]","v":"13-49 15 21: Clean Room Class 6"},null,null,null,null,"23-13 15 15 11 17","Nonmetallic Concrete Grouts","23-13 15 15 11 17: Nonmetallic Concrete Grouts",null,null,20031,"B20 EXTERIOR ENCLOSURE","B2030 EXTERIOR DOORS","B203004 OVERHEAD AND ROLL-UP DOORS","Steel Sectional, Electric, 10'x10'","B203004: EXTERIOR ENCLOSURE, EXTERIOR DOORS, OVERHEAD AND ROLL-UP DOORS - Steel Sectional, Electric, 10'x10'"]
[null,null,null,"13-49 15 23","Clean Room Class 7","The ISO 14644-1 classification describes Clean rooms rated as \"Class 7,\" where there exists no more than 10,000,000 particles larger than 0.1 micrometer in any given cubic meter of air.",{"$f":"table.SpaceClassification[[#This Row],[OmniClass Number]] & \": \" & table.SpaceClassification[[#This Row],[OmniClass Title]]","v":"13-49 15 23: Clean Room Class 7"},null,null,null,null,"23-13 15 15 13","Masonry Grouts","23-13 15 15 13: Masonry Grouts",null,null,20032,"B20 EXTERIOR ENCLOSURE","B2030 EXTERIOR DOORS","B203004 OVERHEAD AND ROLL-UP DOORS","Steel Sectional, Electric, 12'x12'","B203004: EXTERIOR ENCLOSURE, EXTERIOR DOORS, OVERHEAD AND ROLL-UP DOORS - Steel Sectional, Electric, 12'x12'"]
[null,null,null,"13-49 15 25","Clean Room Class 8","The ISO 14644-1 classification describes Clean rooms rated as \"Class 8,\" where there exists no more than 100,000,000 particles larger than 0.1 micrometer in any given cubic meter of air.",{"$f":"table.SpaceClassification[[#This Row],[OmniClass Number]] & \": \" & table.SpaceClassification[[#This Row],[OmniClass Title]]","v":"13-49 15 25: Clean Room Class 8"},null,null,null,null,"23-13 15 15 13 11","Chemical Resistant Masonry Grouts","23-13 15 15 13 11: Chemical Resistant Masonry Grouts",null,null,20022,"B20 EXTERIOR ENCLOSURE","B2030 EXTERIOR DOORS","B203004 OVERHEAD AND ROLL-UP DOORS","Steel Sectional, Electric, 20'x14'","B203004: EXTERIOR ENCLOSURE, EXTERIOR DOORS, OVERHEAD AND ROLL-UP DOORS - Steel Sectional, Electric, 20'x14'"]
[null,null,null,"13-49 15 27","Clean Room Class 9","The ISO 14644-1 classification describes Clean rooms rated as \"Class 8,\" where there exists no more than 1,000,000,000 particles larger than 0.1 micrometer in any given cubic meter of air.",{"$f":"table.SpaceClassification[[#This Row],[OmniClass Number]] & \": \" & table.SpaceClassification[[#This Row],[OmniClass Title]]","v":"13-49 15 27: Clean Room Class 9"},null,null,null,null,"23-13 17 11","Rigid Profiles","23-13 17 11: Rigid Profiles",null,null,20030,"B20 EXTERIOR ENCLOSURE","B2030 EXTERIOR DOORS","B203004 OVERHEAD AND ROLL-UP DOORS","Steel Sectional, Electric, 8'x8'","B203004: EXTERIOR ENCLOSURE, EXTERIOR DOORS, OVERHEAD AND ROLL-UP DOORS - Steel Sectional, Electric, 8'x8'"]
[null,null,null,"13-49 15 29","Clean Room Support Space","Support space for a classified room but not enclosed within a classified room.",{"$f":"table.SpaceClassification[[#This Row],[OmniClass Number]] & \": \" & table.SpaceClassification[[#This Row],[OmniClass Title]]","v":"13-49 15 29: Clean Room Support Space"},null,null,null,null,"23-13 17 11 11","Ferrous Metal Rigid Profiles","23-13 17 11 11: Ferrous Metal Rigid Profiles",null,null,20027,"B20 EXTERIOR ENCLOSURE","B2030 EXTERIOR DOORS","B203004 OVERHEAD AND ROLL-UP DOORS","Steel Sectional, Manual, 10'x10'","B203004: EXTERIOR ENCLOSURE, EXTERIOR DOORS, OVERHEAD AND ROLL-UP DOORS - Steel Sectional, Manual, 10'x10'"]
[null,null,null,"13-49 17 00","Temperature and Pressure Chamber","Space in which air or other gases can be added or removed to create low/ high air pressure environments. Chambers can also control the thermal environment.",{"$f":"table.SpaceClassification[[#This Row],[OmniClass Number]] & \": \" & table.SpaceClassification[[#This Row],[OmniClass Title]]","v":"13-49 17 00: Temperature and Pressure Chamber"},null,null,null,null,"23-13 17 11 13","Non Ferrous Metal Rigid Profiles","23-13 17 11 13: Non Ferrous Metal Rigid Profiles",null,null,20028,"B20 EXTERIOR ENCLOSURE","B2030 EXTERIOR DOORS","B203004 OVERHEAD AND ROLL-UP DOORS","Steel Sectional, Manual, 12'x12'","B203004: EXTERIOR ENCLOSURE, EXTERIOR DOORS, OVERHEAD AND ROLL-UP DOORS - Steel Sectional, Manual, 12'x12'"]
[null,null,null,"13-49 19 00","Data Center","Space designed to accommodate the needs of large quantities of co-located computer equipment.",{"$f":"table.SpaceClassification[[#This Row],[OmniClass Number]] & \": \" & table.SpaceClassification[[#This Row],[OmniClass Title]]","v":"13-49 19 00: Data Center"},null,null,null,null,"23-13 17 11 15","Wood Rigid Profiles","23-13 17 11 15: Wood Rigid Profiles",null,null,20029,"B20 EXTERIOR ENCLOSURE","B2030 EXTERIOR DOORS","B203004 OVERHEAD AND ROLL-UP DOORS","Steel Sectional, Manual, 20'x14'","B203004: EXTERIOR ENCLOSURE, EXTERIOR DOORS, OVERHEAD AND ROLL-UP DOORS - Steel Sectional, Manual, 20'x14'"]
[null,null,null,"13-49 19 11","Data Center Tier I","Basic Site Structure providing non-redundant capacity and single path distribution systems.",{"$f":"table.SpaceClassification[[#This Row],[OmniClass Number]] & \": \" & table.SpaceClassification[[#This Row],[OmniClass Title]]","v":"13-49 19 11: Data Center Tier I"},null,null,null,null,"23-13 17 11 15 11","Lumber Rigid Profiles","23-13 17 11 15 11: Lumber Rigid Profiles",null,null,20033,"B20 EXTERIOR ENCLOSURE","B2030 EXTERIOR DOORS","B203004 OVERHEAD AND ROLL-UP DOORS","Steel Sectional, Manual, 8'x8'","B203004: EXTERIOR ENCLOSURE, EXTERIOR DOORS, OVERHEAD AND ROLL-UP DOORS - Steel Sectional, Manual, 8'x8'"]
[null,null,null,"13-49 19 13","Data Center Tier II","Redundant Capacity Components with single path distribution systems.",{"$f":"table.SpaceClassification[[#This Row],[OmniClass Number]] & \": \" & table.SpaceClassification[[#This Row],[OmniClass Title]]","v":"13-49 19 13: Data Center Tier II"},null,null,null,null,"23-13 17 11 15 11 11","Hardwood Rigid Profiles","23-13 17 11 15 11 11: Hardwood Rigid Profiles",null,null,20011,"B20 EXTERIOR ENCLOSURE","B2030 EXTERIOR DOORS","B203004 OVERHEAD AND ROLL-UP DOORS","Steel Vertical Lift, Electric, 16'x16'","B203004: EXTERIOR ENCLOSURE, EXTERIOR DOORS, OVERHEAD AND ROLL-UP DOORS - Steel Vertical Lift, Electric, 16'x16'"]
[null,null,null,"13-49 19 15","Data Center Tier III","Concurrently Maintainable Infrastructure which provides redundant capacity and multiple distribution paths.",{"$f":"table.SpaceClassification[[#This Row],[OmniClass Number]] & \": \" & table.SpaceClassification[[#This Row],[OmniClass Title]]","v":"13-49 19 15: Data Center Tier III"},null,null,null,null,"23-13 17 11 15 11 13","Softwood Rigid Profiles","23-13 17 11 15 11 13: Softwood Rigid Profiles",null,null,20012,"B20 EXTERIOR ENCLOSURE","B2030 EXTERIOR DOORS","B203004 OVERHEAD AND ROLL-UP DOORS","Steel Vertical Lift, Electric, 32'x24'","B203004: EXTERIOR ENCLOSURE, EXTERIOR DOORS, OVERHEAD AND ROLL-UP DOORS - Steel Vertical Lift, Electric, 32'x24'"]
[null,null,null,"13-49 19 17","Data Center Tier IV","Fault Tolerant Infrastructure providing redundant capacity and multiple distribution paths simultaneously serving dual powered equipment.",{"$f":"table.SpaceClassification[[#This Row],[OmniClass Number]] & \": \" & table.SpaceClassification[[#This Row],[OmniClass Title]]","v":"13-49 19 17: Data Center Tier IV"},null,null,null,null,"23-13 17 11 15 11 15","Laminated Rigid Profiles","23-13 17 11 15 11 15: Laminated Rigid Profiles",null,null,20023,"B20 EXTERIOR ENCLOSURE","B2030 EXTERIOR DOORS","B203004 OVERHEAD AND ROLL-UP DOORS","Wood, Electric, 10'x10'","B203004: EXTERIOR ENCLOSURE, EXTERIOR DOORS, OVERHEAD AND ROLL-UP DOORS - Wood, Electric, 10'x10'"]
[null,null,null,"13-49 19 19","Data Center Support Space","Support space for a Data Center but not enclosed within a Data Center.",{"$f":"table.SpaceClassification[[#This Row],[OmniClass Number]] & \": \" & table.SpaceClassification[[#This Row],[OmniClass Title]]","v":"13-49 19 19: Data Center Support Space"},null,null,null,null,"23-13 17 11 15 13","Non Structural Heavy Timber Rigid Profiles","23-13 17 11 15 13: Non Structural Heavy Timber Rigid Profiles",null,null,20024,"B20 EXTERIOR ENCLOSURE","B2030 EXTERIOR DOORS","B203004 OVERHEAD AND ROLL-UP DOORS","Wood, Electric, 12'x12'","B203004: EXTERIOR ENCLOSURE, EXTERIOR DOORS, OVERHEAD AND ROLL-UP DOORS - Wood, Electric, 12'x12'"]
[null,null,null,"13-49 21 00","Controlled Space Support","Support space directly involved with environmentally controlled spaces.",{"$f":"table.SpaceClassification[[#This Row],[OmniClass Number]] & \": \" & table.SpaceClassification[[#This Row],[OmniClass Title]]","v":"13-49 21 00: Controlled Space Support"},null,null,null,null,"23-13 17 11 17","Plastic Rigid Profiles","23-13 17 11 17: Plastic Rigid Profiles",null,null,20025,"B20 EXTERIOR ENCLOSURE","B2030 EXTERIOR DOORS","B203004 OVERHEAD AND ROLL-UP DOORS","Wood, Electric, 14'x14'","B203004: EXTERIOR ENCLOSURE, EXTERIOR DOORS, OVERHEAD AND ROLL-UP DOORS - Wood, Electric, 14'x14'"]
[null,null,null,"13-49 23 00","Miscellaneous Environmentally Controlled Spaces","Other Environmentally Controlled space not readily classified in one of the other classes.",{"$f":"table.SpaceClassification[[#This Row],[OmniClass Number]] & \": \" & table.SpaceClassification[[#This Row],[OmniClass Title]]","v":"13-49 23 00: Miscellaneous Environmentally Controlled Spaces"},null,null,null,null,"23-13 17 11 19","Composite Rigid Profiles","23-13 17 11 19: Composite Rigid Profiles",null,null,20026,"B20 EXTERIOR ENCLOSURE","B2030 EXTERIOR DOORS","B203004 OVERHEAD AND ROLL-UP DOORS","Wood, Electric, 20'x16'","B203004: EXTERIOR ENCLOSURE, EXTERIOR DOORS, OVERHEAD AND ROLL-UP DOORS - Wood, Electric, 20'x16'"]
[null,null,null,"13-49 23 11","Film Storage Vault","Space fit-up with climate controls and storage equipment to facilitate the preservation of film.",{"$f":"table.SpaceClassification[[#This Row],[OmniClass Number]] & \": \" & table.SpaceClassification[[#This Row],[OmniClass Title]]","v":"13-49 23 11: Film Storage Vault"},null,null,null,null,"23-13 17 13","Flexible Profiles","23-13 17 13: Flexible Profiles",null,null,20017,"B20 EXTERIOR ENCLOSURE","B2030 EXTERIOR DOORS","B203004 OVERHEAD AND ROLL-UP DOORS","Wood, Electric, 8'x8'","B203004: EXTERIOR ENCLOSURE, EXTERIOR DOORS, OVERHEAD AND ROLL-UP DOORS - Wood, Electric, 8'x8'"]
[null,null,null,"13-49 23 13","Computer Server Room","Climate controlled space for servers associated with office environments.",{"$f":"table.SpaceClassification[[#This Row],[OmniClass Number]] & \": \" & table.SpaceClassification[[#This Row],[OmniClass Title]]","v":"13-49 23 13: Computer Server Room"},null,null,null,null,"23-13 17 13 11","Plastic Flexible Profiles","23-13 17 13 11: Plastic Flexible Profiles",null,null,20018,"B20 EXTERIOR ENCLOSURE","B2030 EXTERIOR DOORS","B203004 OVERHEAD AND ROLL-UP DOORS","Wood, Manual, 10'x10'","B203004: EXTERIOR ENCLOSURE, EXTERIOR DOORS, OVERHEAD AND ROLL-UP DOORS - Wood, Manual, 10'x10'"]
[null,null,null,"13-51 00 00","Healthcare Spaces","Space which is used for services directly related to the heath care and medical practice. Most uses are applicable to providing medical care to humans as well as veterinarian services for animals. Size of the space may vary according to the size of the patient however the functions would be consistent as in admissions, diagnostics, surgery etc.",{"$f":"table.SpaceClassification[[#This Row],[OmniClass Number]] & \": \" & table.SpaceClassification[[#This Row],[OmniClass Title]]","v":"13-51 00 00: Healthcare Spaces"},null,null,null,null,"23-13 17 13 13","Rubber Flexible Profiles","23-13 17 13 13: Rubber Flexible Profiles",null,null,20019,"B20 EXTERIOR ENCLOSURE","B2030 EXTERIOR DOORS","B203004 OVERHEAD AND ROLL-UP DOORS","Wood, Manual, 12'x12'","B203004: EXTERIOR ENCLOSURE, EXTERIOR DOORS, OVERHEAD AND ROLL-UP DOORS - Wood, Manual, 12'x12'"]
[null,null,null,"13-51 11 00","General Examination Spaces","Spaces used by multiple medical services for routine patient examinations.",{"$f":"table.SpaceClassification[[#This Row],[OmniClass Number]] & \": \" & table.SpaceClassification[[#This Row],[OmniClass Title]]","v":"13-51 11 00: General Examination Spaces"},null,null,null,null,"23-13 17 13 13 11","Natural Rubber Flexible Profiles","23-13 17 13 13 11: Natural Rubber Flexible Profiles",null,null,20034,"B20 EXTERIOR ENCLOSURE","B2030 EXTERIOR DOORS","B203004 OVERHEAD AND ROLL-UP DOORS","Wood, Manual, 14'x14'","B203004: EXTERIOR ENCLOSURE, EXTERIOR DOORS, OVERHEAD AND ROLL-UP DOORS - Wood, Manual, 14'x14'"]
[null,null,null,"13-51 11 11","Exam Room","Space used for routine, urgent, and emergent examination (physical inspection of a patient or parts of his body) in order to verify health or diagnose disease or injury. May also be Space used for minor procedures such as injections, wound care, and suturing.",{"$f":"table.SpaceClassification[[#This Row],[OmniClass Number]] & \": \" & table.SpaceClassification[[#This Row],[OmniClass Title]]","v":"13-51 11 11: Exam Room"},null,null,null,null,"23-13 17 13 13 13","Butyl Flexible Profiles","23-13 17 13 13 13: Butyl Flexible Profiles",null,null,20021,"B20 EXTERIOR ENCLOSURE","B2030 EXTERIOR DOORS","B203004 OVERHEAD AND ROLL-UP DOORS","Wood, Manual, 20'x16'","B203004: EXTERIOR ENCLOSURE, EXTERIOR DOORS, OVERHEAD AND ROLL-UP DOORS - Wood, Manual, 20'x16'"]
[null,null,null,"13-51 11 13","Exam Room, Airborne Infection Isolation","Space used for examination of patients who are suspected to have or have a condition which could pose an airborne infection threat to other patients.",{"$f":"table.SpaceClassification[[#This Row],[OmniClass Number]] & \": \" & table.SpaceClassification[[#This Row],[OmniClass Title]]","v":"13-51 11 13: Exam Room, Airborne Infection Isolation"},null,null,null,null,"23-13 17 13 13 15","Neoprene Flexible Profiles","23-13 17 13 13 15: Neoprene Flexible Profiles",null,null,20015,"B20 EXTERIOR ENCLOSURE","B2030 EXTERIOR DOORS","B203004 OVERHEAD AND ROLL-UP DOORS","Wood, Manual, 8'x8'","B203004: EXTERIOR ENCLOSURE, EXTERIOR DOORS, OVERHEAD AND ROLL-UP DOORS - Wood, Manual, 8'x8'"]
[null,null,null,"13-51 11 15","Exam Room, Isolation","Space used for examination of patients with suspected contagious diseases.",{"$f":"table.SpaceClassification[[#This Row],[OmniClass Number]] & \": \" & table.SpaceClassification[[#This Row],[OmniClass Title]]","v":"13-51 11 15: Exam Room, Isolation"},null,null,null,null,"23-13 17 13 13 17","Silicone Flexible Profiles","23-13 17 13 13 17: Silicone Flexible Profiles",null,null,21404,"B20 EXTERIOR ENCLOSURE","B2030 EXTERIOR DOORS","B203005 HANGAR DOORS","General","B203005: EXTERIOR ENCLOSURE, EXTERIOR DOORS, HANGAR DOORS - General"]
[null,null,null,"13-51 11 17","Exam Room, OB/Gyn","Space used for gynecological  examination of women.",{"$f":"table.SpaceClassification[[#This Row],[OmniClass Number]] & \": \" & table.SpaceClassification[[#This Row],[OmniClass Title]]","v":"13-51 11 17: Exam Room, OB/Gyn"},null,null,null,null,"23-13 17 13 13 19","Polysulfide Flexible Profiles","23-13 17 13 13 19: Polysulfide Flexible Profiles",null,null,42059,"B20 EXTERIOR ENCLOSURE","B2030 EXTERIOR DOORS","B203005 HANGAR DOORS","Other","B203005: EXTERIOR ENCLOSURE, EXTERIOR DOORS, HANGAR DOORS - Other"]
[null,null,null,"13-51 11 19","Exam Room, Pediatric","Space used for examination of patients who conform to institutional criteria as being children, generally 1 year old to 20 years old.",{"$f":"table.SpaceClassification[[#This Row],[OmniClass Number]] & \": \" & table.SpaceClassification[[#This Row],[OmniClass Title]]","v":"13-51 11 19: Exam Room, Pediatric"},null,null,null,null,"23-13 17 15","Precast Profiles","23-13 17 15: Precast Profiles",null,null,43059,"B20 EXTERIOR ENCLOSURE","B2030 EXTERIOR DOORS","B203005 HANGAR DOORS","Unknown","B203005: EXTERIOR ENCLOSURE, EXTERIOR DOORS, HANGAR DOORS - Unknown"]
[null,null,null,"13-51 11 21","Exam Room, Protective Environment Isolation","Space used for examination of patients who are suspected to have or have a condition which makes them highly susceptible to infection.",{"$f":"table.SpaceClassification[[#This Row],[OmniClass Number]] & \": \" & table.SpaceClassification[[#This Row],[OmniClass Title]]","v":"13-51 11 21: Exam Room, Protective Environment Isolation"},null,null,null,null,"23-13 17 15 11","Precast Hollow Core Sheets","23-13 17 15 11: Precast Hollow Core Sheets",null,null,30053,"B20 EXTERIOR ENCLOSURE","B2030 EXTERIOR DOORS","B203005 HANGAR DOORS","Steel","B203005: EXTERIOR ENCLOSURE, EXTERIOR DOORS, HANGAR DOORS - Steel"]
[null,null,null,"13-51 11 23","Exam Room, Podiatry","Space used for the diagnosis and treatment of disorders of the foot, ankle and leg.",{"$f":"table.SpaceClassification[[#This Row],[OmniClass Number]] & \": \" & table.SpaceClassification[[#This Row],[OmniClass Title]]","v":"13-51 11 23: Exam Room, Podiatry"},null,null,null,null,"23-13 17 15 13","Precast Tees","23-13 17 15 13: Precast Tees",null,null,30055,"B20 EXTERIOR ENCLOSURE","B2030 EXTERIOR DOORS","B203005 HANGAR DOORS","Steel Bi-Fold","B203005: EXTERIOR ENCLOSURE, EXTERIOR DOORS, HANGAR DOORS - Steel Bi-Fold"]
[null,null,null,"13-51 11 25","Exam Room, Security","Space used for examination and holding of patients who are under custodial observation due to mental infirmity or judicial restraint.",{"$f":"table.SpaceClassification[[#This Row],[OmniClass Number]] & \": \" & table.SpaceClassification[[#This Row],[OmniClass Title]]","v":"13-51 11 25: Exam Room, Security"},null,null,null,null,"23-13 17 15 15","Precast Double Tees","23-13 17 15 15: Precast Double Tees",null,null,30057,"B20 EXTERIOR ENCLOSURE","B2030 EXTERIOR DOORS","B203005 HANGAR DOORS","Steel Sliding","B203005: EXTERIOR ENCLOSURE, EXTERIOR DOORS, HANGAR DOORS - Steel Sliding"]
[null,null,null,"13-51 11 27","Height/Weight Screening Space","Space used for taking measurement of patient height and weight.",{"$f":"table.SpaceClassification[[#This Row],[OmniClass Number]] & \": \" & table.SpaceClassification[[#This Row],[OmniClass Title]]","v":"13-51 11 27: Height/Weight Screening Space"},null,null,null,null,"23-13 17 17","Lath","23-13 17 17: Lath",null,null,30059,"B20 EXTERIOR ENCLOSURE","B2030 EXTERIOR DOORS","B203005 HANGAR DOORS","Steel Vertical","B203005: EXTERIOR ENCLOSURE, EXTERIOR DOORS, HANGAR DOORS - Steel Vertical"]
[null,null,null,"13-51 11 29","Holding Room, Secured","Space used for placement of patients who need observation for a period of time under police supervision.",{"$f":"table.SpaceClassification[[#This Row],[OmniClass Number]] & \": \" & table.SpaceClassification[[#This Row],[OmniClass Title]]","v":"13-51 11 29: Holding Room, Secured"},null,null,null,null,"23-13 17 17 11","Gypsum Lath","23-13 17 17 11: Gypsum Lath",null,null,30052,"B20 EXTERIOR ENCLOSURE","B2030 EXTERIOR DOORS","B203005 HANGAR DOORS","Wood","B203005: EXTERIOR ENCLOSURE, EXTERIOR DOORS, HANGAR DOORS - Wood"]
[null,null,null,"13-51 14 00","Inpatient Care Spaces","Spaces used for overnight patient care.",{"$f":"table.SpaceClassification[[#This Row],[OmniClass Number]] & \": \" & table.SpaceClassification[[#This Row],[OmniClass Title]]","v":"13-51 14 00: Inpatient Care Spaces"},null,null,null,null,"23-13 17 17 13","Lead Lined Lath","23-13 17 17 13: Lead Lined Lath",null,null,30054,"B20 EXTERIOR ENCLOSURE","B2030 EXTERIOR DOORS","B203005 HANGAR DOORS","Wood Bi-Fold","B203005: EXTERIOR ENCLOSURE, EXTERIOR DOORS, HANGAR DOORS - Wood Bi-Fold"]
[null,null,null,"13-51 14 11","Anteroom, Inpatient Airborne Infection Isolation","Space used for protective segregation of patients who have or are suspected of having contagious diseases to provide access control and environmental separation.",{"$f":"table.SpaceClassification[[#This Row],[OmniClass Number]] & \": \" & table.SpaceClassification[[#This Row],[OmniClass Title]]","v":"13-51 14 11: Anteroom, Inpatient Airborne Infection Isolation"},null,null,null,null,"23-13 17 17 15","Metal Lath","23-13 17 17 15: Metal Lath",null,null,30056,"B20 EXTERIOR ENCLOSURE","B2030 EXTERIOR DOORS","B203005 HANGAR DOORS","Wood Sliding","B203005: EXTERIOR ENCLOSURE, EXTERIOR DOORS, HANGAR DOORS - Wood Sliding"]
[null,null,null,"13-51 14 13","Anteroom, Inpatient Protective Environment Isolation","Space used for protective segregation of patients whose immune system is compromised to provide access control and environmental separation.",{"$f":"table.SpaceClassification[[#This Row],[OmniClass Number]] & \": \" & table.SpaceClassification[[#This Row],[OmniClass Title]]","v":"13-51 14 13: Anteroom, Inpatient Protective Environment Isolation"},null,null,null,null,"23-13 17 17 17","Veneer Plaster Base Lath","23-13 17 17 17: Veneer Plaster Base Lath",null,null,30058,"B20 EXTERIOR ENCLOSURE","B2030 EXTERIOR DOORS","B203005 HANGAR DOORS","Wood Vertical","B203005: EXTERIOR ENCLOSURE, EXTERIOR DOORS, HANGAR DOORS - Wood Vertical"]
[null,null,null,"13-51 14 17","Anteroom, Inpatient Isolation/Seclusion","Space used in mental health units to provide controlled access to a seclusion room.",{"$f":"table.SpaceClassification[[#This Row],[OmniClass Number]] & \": \" & table.SpaceClassification[[#This Row],[OmniClass Title]]","v":"13-51 14 17: Anteroom, Inpatient Isolation/Seclusion"},null,null,null,null,"23-13 17 17 19","Wood Lath","23-13 17 17 19: Wood Lath",null,null,30305,"B20 EXTERIOR ENCLOSURE","B2030 EXTERIOR DOORS","B203006 BLAST RESISTANT DOORS","General","B203006: EXTERIOR ENCLOSURE, EXTERIOR DOORS, BLAST RESISTANT DOORS - General"]
[null,null,null,"13-51 14 19","Labor, Delivery, Recovery, Postpartum Room","Space used for the “birthing process” including pre-delivery preparation, delivery, and post delivery recovery. Where the acronym is “LDR” the function does not include the post recovery hospital stay for the mother.",{"$f":"table.SpaceClassification[[#This Row],[OmniClass Number]] & \": \" & table.SpaceClassification[[#This Row],[OmniClass Title]]","v":"13-51 14 19: Labor, Delivery, Recovery, Postpartum Room"},null,null,null,null,"23-13 19 11","Thin Flexible Sheets ","23-13 19 11: Thin Flexible Sheets ",null,null,42060,"B20 EXTERIOR ENCLOSURE","B2030 EXTERIOR DOORS","B203006 BLAST RESISTANT DOORS","Other","B203006: EXTERIOR ENCLOSURE, EXTERIOR DOORS, BLAST RESISTANT DOORS - Other"]
[null,null,null,"13-51 14 21","Medical Information Computer System Room","Space used for equipment and personnel charged with monitoring vital signs telemetry for an intensive care unit setting.",{"$f":"table.SpaceClassification[[#This Row],[OmniClass Number]] & \": \" & table.SpaceClassification[[#This Row],[OmniClass Title]]","v":"13-51 14 21: Medical Information Computer System Room"},null,null,null,null,"23-13 19 11 11","Thin Sheets","23-13 19 11 11: Thin Sheets",null,null,43060,"B20 EXTERIOR ENCLOSURE","B2030 EXTERIOR DOORS","B203006 BLAST RESISTANT DOORS","Unknown","B203006: EXTERIOR ENCLOSURE, EXTERIOR DOORS, BLAST RESISTANT DOORS - Unknown"]
[null,null,null,"13-51 14 23","Newborn Nursery","Space used for observation of newborn infants prior to placement in a newborn nursery or when their condition requires heightened attention or special intervention.",{"$f":"table.SpaceClassification[[#This Row],[OmniClass Number]] & \": \" & table.SpaceClassification[[#This Row],[OmniClass Title]]","v":"13-51 14 23: Newborn Nursery"},null,null,null,null,"23-13 19 11 11 11","Thin Metal Sheets","23-13 19 11 11 11: Thin Metal Sheets",null,null,30306,"B20 EXTERIOR ENCLOSURE","B2030 EXTERIOR DOORS","B203007 GATES","General","B203007: EXTERIOR ENCLOSURE, EXTERIOR DOORS, GATES - General"]
[null,null,null,"13-51 14 25","NICU Nursery","Space used for comprehensive and intensive care for neonates who have low birth weight, are very pre-mature, or who have other developmental and medical complications.",{"$f":"table.SpaceClassification[[#This Row],[OmniClass Number]] & \": \" & table.SpaceClassification[[#This Row],[OmniClass Title]]","v":"13-51 14 25: NICU Nursery"},null,null,null,null,"23-13 19 11 11 13","Thin Wood Sheets","23-13 19 11 11 13: Thin Wood Sheets",null,null,42061,"B20 EXTERIOR ENCLOSURE","B2030 EXTERIOR DOORS","B203007 GATES","Other","B203007: EXTERIOR ENCLOSURE, EXTERIOR DOORS, GATES - Other"]
[null,null,null,"13-51 14 27","Nursery Transport Unit Alcove","Space used for parking of specialized infant transport carts including those for transport to other facilities.",{"$f":"table.SpaceClassification[[#This Row],[OmniClass Number]] & \": \" & table.SpaceClassification[[#This Row],[OmniClass Title]]","v":"13-51 14 27: Nursery Transport Unit Alcove"},null,null,null,null,"23-13 19 11 11 15","Building Papers","23-13 19 11 11 15: Building Papers",null,null,43061,"B20 EXTERIOR ENCLOSURE","B2030 EXTERIOR DOORS","B203007 GATES","Unknown","B203007: EXTERIOR ENCLOSURE, EXTERIOR DOORS, GATES - Unknown"]
[null,null,null,"13-51 14 29","Nursery, Airborne Infection Isolation","Space used for airborne infection isolation (AII) segregation of newborns.",{"$f":"table.SpaceClassification[[#This Row],[OmniClass Number]] & \": \" & table.SpaceClassification[[#This Row],[OmniClass Title]]","v":"13-51 14 29: Nursery, Airborne Infection Isolation"},null,null,null,null,"23-13 19 11 11 17","Thin Plastic Sheets","23-13 19 11 11 17: Thin Plastic Sheets",null,null,41062,"B20 EXTERIOR ENCLOSURE","B2030 EXTERIOR DOORS","B203008 EXTERIOR DOOR HARDWARE","General","B203008: EXTERIOR ENCLOSURE, EXTERIOR DOORS, EXTERIOR DOOR HARDWARE - General"]
[null,null,null,"13-51 14 31","Nursery, Observation","Space used for observation of newborn infants prior to placement in a newborn nursery.",{"$f":"table.SpaceClassification[[#This Row],[OmniClass Number]] & \": \" & table.SpaceClassification[[#This Row],[OmniClass Title]]","v":"13-51 14 31: Nursery, Observation"},null,null,null,null,"23-13 19 11 11 19","Thin Rubber Sheets","23-13 19 11 11 19: Thin Rubber Sheets",null,null,42062,"B20 EXTERIOR ENCLOSURE","B2030 EXTERIOR DOORS","B203008 EXTERIOR DOOR HARDWARE","Other","B203008: EXTERIOR ENCLOSURE, EXTERIOR DOORS, EXTERIOR DOOR HARDWARE - Other"]
[null,null,null,"13-51 14 33","Nursery, Special Care","Space used for observation of newborn infants prior to placement in a newborn nursery or when their condition requires heightened attention or special intervention.",{"$f":"table.SpaceClassification[[#This Row],[OmniClass Number]] & \": \" & table.SpaceClassification[[#This Row],[OmniClass Title]]","v":"13-51 14 33: Nursery, Special Care"},null,null,null,null,"23-13 19 11 13","Textiles","23-13 19 11 13: Textiles",null,null,43062,"B20 EXTERIOR ENCLOSURE","B2030 EXTERIOR DOORS","B203008 EXTERIOR DOOR HARDWARE","Unknown","B203008: EXTERIOR ENCLOSURE, EXTERIOR DOORS, EXTERIOR DOOR HARDWARE - Unknown"]
[null,null,null,"13-51 14 35","Patient Room","Space used for overnight patient care.",{"$f":"table.SpaceClassification[[#This Row],[OmniClass Number]] & \": \" & table.SpaceClassification[[#This Row],[OmniClass Title]]","v":"13-51 14 35: Patient Room"},null,null,null,null,"23-13 19 11 15","Mesh for General Use","23-13 19 11 15: Mesh for General Use",null,null,41063,"B20 EXTERIOR ENCLOSURE","B2030 EXTERIOR DOORS","B203090 OTHER EXTERIOR SPECIALTY DOORS","General","B203090: EXTERIOR ENCLOSURE, EXTERIOR DOORS, OTHER EXTERIOR SPECIALTY DOORS - General"]
[null,null,null,"13-51 14 35 11","Patient Room, Airborne Infection Isolation","Space used for protective segregation of inpatients who have or are suspected of having contagious diseases.",{"$f":"table.SpaceClassification[[#This Row],[OmniClass Number]] & \": \" & table.SpaceClassification[[#This Row],[OmniClass Title]]","v":"13-51 14 35 11: Patient Room, Airborne Infection Isolation"},null,null,null,null,"23-13 19 13","Rigid Sheets, Slabs, Plates","23-13 19 13: Rigid Sheets, Slabs, Plates",null,null,42063,"B20 EXTERIOR ENCLOSURE","B2030 EXTERIOR DOORS","B203090 OTHER EXTERIOR SPECIALTY DOORS","Other","B203090: EXTERIOR ENCLOSURE, EXTERIOR DOORS, OTHER EXTERIOR SPECIALTY DOORS - Other"]
[null,null,null,"13-51 14 35 13","Patient Room, Bariatric","Space used for the care of patients who are morbidly obese in an acute care inpatient nursing unit.",{"$f":"table.SpaceClassification[[#This Row],[OmniClass Number]] & \": \" & table.SpaceClassification[[#This Row],[OmniClass Title]]","v":"13-51 14 35 13: Patient Room, Bariatric"},null,null,null,null,"23-13 19 13 11","Solid Sheets","23-13 19 13 11: Solid Sheets",null,null,43063,"B20 EXTERIOR ENCLOSURE","B2030 EXTERIOR DOORS","B203090 OTHER EXTERIOR SPECIALTY DOORS","Unknown","B203090: EXTERIOR ENCLOSURE, EXTERIOR DOORS, OTHER EXTERIOR SPECIALTY DOORS - Unknown"]
[null,null,null,"13-51 14 35 15","Patient Room, Intensive Care","Space used for care of patients whose health status requires highly focused and concentrated medical care services by staff with specialized training and skills.",{"$f":"table.SpaceClassification[[#This Row],[OmniClass Number]] & \": \" & table.SpaceClassification[[#This Row],[OmniClass Title]]","v":"13-51 14 35 15: Patient Room, Intensive Care"},null,null,null,null,"23-13 19 13 11 11","Solid Stone Sheets","23-13 19 13 11 11: Solid Stone Sheets",null,null,40257,"B20 EXTERIOR ENCLOSURE","B2030 EXTERIOR DOORS","B203090 OTHER EXTERIOR SPECIALTY DOORS","Emergency Egress Door","B203090: EXTERIOR ENCLOSURE, EXTERIOR DOORS, OTHER EXTERIOR SPECIALTY DOORS - Emergency Egress Door"]
[null,null,null,"13-51 14 35 17","Patient Room, Intensive Care, Airborne Infection Isolation","Space used for protective segregation of intensive care patients who have or are suspected of having contagious diseases.",{"$f":"table.SpaceClassification[[#This Row],[OmniClass Number]] & \": \" & table.SpaceClassification[[#This Row],[OmniClass Title]]","v":"13-51 14 35 17: Patient Room, Intensive Care, Airborne Infection Isolation"},null,null,null,null,"23-13 19 13 11 13","Solid Cementitious Sheets","23-13 19 13 11 13: Solid Cementitious Sheets",null,null,44150,"B20 EXTERIOR ENCLOSURE","B2030 EXTERIOR DOORS","B203090 OTHER EXTERIOR SPECIALTY DOORS","Storm Door","B203090: EXTERIOR ENCLOSURE, EXTERIOR DOORS, OTHER EXTERIOR SPECIALTY DOORS - Storm Door"]
[null,null,null,"13-51 14 35 19","Patient Room, Intensive Care, Protective Environment Isolation","Space used for protective segregation of intensive care patients whose immune system is compromised.",{"$f":"table.SpaceClassification[[#This Row],[OmniClass Number]] & \": \" & table.SpaceClassification[[#This Row],[OmniClass Title]]","v":"13-51 14 35 19: Patient Room, Intensive Care, Protective Environment Isolation"},null,null,null,null,"23-13 19 13 11 15","Solid Mineral Sheets","23-13 19 13 11 15: Solid Mineral Sheets",null,null,41064,"B20 EXTERIOR ENCLOSURE","B2030 EXTERIOR DOORS","B203091 OTHER EXTERIOR PERSONNEL DOORS","General","B203091: EXTERIOR ENCLOSURE, EXTERIOR DOORS, OTHER EXTERIOR PERSONNEL DOORS - General"]
[null,null,null,"13-51 14 35 21","Patient Room, Isolation","Space used for restrained isolation of patients for a short duration in a mental health setting.",{"$f":"table.SpaceClassification[[#This Row],[OmniClass Number]] & \": \" & table.SpaceClassification[[#This Row],[OmniClass Title]]","v":"13-51 14 35 21: Patient Room, Isolation"},null,null,null,null,"23-13 19 13 11 17","Solid Glass Sheets","23-13 19 13 11 17: Solid Glass Sheets",null,null,21405,"B20 EXTERIOR ENCLOSURE","B2030 EXTERIOR DOORS","B203091 OTHER EXTERIOR PERSONNEL DOORS","Other","B203091: EXTERIOR ENCLOSURE, EXTERIOR DOORS, OTHER EXTERIOR PERSONNEL DOORS - Other"]
[null,null,null,"13-51 14 35 23","Patient Room, Monitored","Space used in an inpatient setting where a patient care room must be capable of monitoring of vital signs.",{"$f":"table.SpaceClassification[[#This Row],[OmniClass Number]] & \": \" & table.SpaceClassification[[#This Row],[OmniClass Title]]","v":"13-51 14 35 23: Patient Room, Monitored"},null,null,null,null,"23-13 19 13 11 19","Solid Metal Sheets","23-13 19 13 11 19: Solid Metal Sheets",null,null,43064,"B20 EXTERIOR ENCLOSURE","B2030 EXTERIOR DOORS","B203091 OTHER EXTERIOR PERSONNEL DOORS","Unknown","B203091: EXTERIOR ENCLOSURE, EXTERIOR DOORS, OTHER EXTERIOR PERSONNEL DOORS - Unknown"]
[null,null,null,"13-51 14 35 25","Patient Room, One-Bed","Space used for patient sleeping and care in an inpatient setting for a single patient.",{"$f":"table.SpaceClassification[[#This Row],[OmniClass Number]] & \": \" & table.SpaceClassification[[#This Row],[OmniClass Title]]","v":"13-51 14 35 25: Patient Room, One-Bed"},null,null,null,null,"23-13 19 13 11 21","Solid Wood Based Sheets","23-13 19 13 11 21: Solid Wood Based Sheets",null,null,41065,"B30 ROOFING","B3010 ROOF COVERINGS","B301001 STEEP SLOPE ROOF SYSTEMS","General","B301001: ROOFING, ROOF COVERINGS, STEEP SLOPE ROOF SYSTEMS - General"]
[null,null,null,"13-51 14 35 27","Patient Room, Protective Environment Isolation","Space used for protective segregation of patients whose immune system is compromised.",{"$f":"table.SpaceClassification[[#This Row],[OmniClass Number]] & \": \" & table.SpaceClassification[[#This Row],[OmniClass Title]]","v":"13-51 14 35 27: Patient Room, Protective Environment Isolation"},null,null,null,null,"23-13 19 13 11 23","Solid Plastic Sheets","23-13 19 13 11 23: Solid Plastic Sheets",null,null,42065,"B30 ROOFING","B3010 ROOF COVERINGS","B301001 STEEP SLOPE ROOF SYSTEMS","Other","B301001: ROOFING, ROOF COVERINGS, STEEP SLOPE ROOF SYSTEMS - Other"]
[null,null,null,"13-51 14 35 29","Patient Room, Seclusion","Used for segregation of patients who may pose a risk to themselves or others due to behavioral factors.",{"$f":"table.SpaceClassification[[#This Row],[OmniClass Number]] & \": \" & table.SpaceClassification[[#This Row],[OmniClass Title]]","v":"13-51 14 35 29: Patient Room, Seclusion"},null,null,null,null,"23-13 19 13 11 25","Solid Resin Sheets","23-13 19 13 11 25: Solid Resin Sheets",null,null,43065,"B30 ROOFING","B3010 ROOF COVERINGS","B301001 STEEP SLOPE ROOF SYSTEMS","Unknown","B301001: ROOFING, ROOF COVERINGS, STEEP SLOPE ROOF SYSTEMS - Unknown"]
[null,null,null,"13-51 14 35 31","Patient Room, Transitional, One-Bed","Space used for patient sleeping and care in a transitional or apartment setting.",{"$f":"table.SpaceClassification[[#This Row],[OmniClass Number]] & \": \" & table.SpaceClassification[[#This Row],[OmniClass Title]]","v":"13-51 14 35 31: Patient Room, Transitional, One-Bed"},null,null,null,null,"23-13 19 13 11 27","Solid Fiberglass Sheets","23-13 19 13 11 27: Solid Fiberglass Sheets",null,null,30113,"B30 ROOFING","B3010 ROOF COVERINGS","B301001 STEEP SLOPE ROOF SYSTEMS","Asbestos Cement Shingles","B301001: ROOFING, ROOF COVERINGS, STEEP SLOPE ROOF SYSTEMS - Asbestos Cement Shingles"]
[null,null,null,"13-51 14 35 33","Patient Room, Two-Bed","Space used for patient sleeping and care in an inpatient setting for two patients.",{"$f":"table.SpaceClassification[[#This Row],[OmniClass Number]] & \": \" & table.SpaceClassification[[#This Row],[OmniClass Title]]","v":"13-51 14 35 33: Patient Room, Two-Bed"},null,null,null,null,"23-13 19 13 13","Hollow Core Sheets","23-13 19 13 13: Hollow Core Sheets",null,null,30116,"B30 ROOFING","B3010 ROOF COVERINGS","B301001 STEEP SLOPE ROOF SYSTEMS","Asphalt Shingles","B301001: ROOFING, ROOF COVERINGS, STEEP SLOPE ROOF SYSTEMS - Asphalt Shingles"]
[null,null,null,"13-51 17 00","Multi-Medical Service Support Spaces","Spaces used by multiple medical services to provide direct support for patient care.",{"$f":"table.SpaceClassification[[#This Row],[OmniClass Number]] & \": \" & table.SpaceClassification[[#This Row],[OmniClass Title]]","v":"13-51 17 00: Multi-Medical Service Support Spaces"},null,null,null,null,"23-13 19 13 13 11","Wood Based Hollow Core Sheets","23-13 19 13 13 11: Wood Based Hollow Core Sheets",null,null,30110,"B30 ROOFING","B3010 ROOF COVERINGS","B301001 STEEP SLOPE ROOF SYSTEMS","Clay Tile","B301001: ROOFING, ROOF COVERINGS, STEEP SLOPE ROOF SYSTEMS - Clay Tile"]
[null,null,null,"13-51 17 11","Clean Linen Storage Room, Healthcare","Space used for storage of clean linen.",{"$f":"table.SpaceClassification[[#This Row],[OmniClass Number]] & \": \" & table.SpaceClassification[[#This Row],[OmniClass Title]]","v":"13-51 17 11: Clean Linen Storage Room, Healthcare"},null,null,null,null,"23-13 19 13 13 13","Mineral Hollow Core Sheets","23-13 19 13 13 13: Mineral Hollow Core Sheets",null,null,30112,"B30 ROOFING","B3010 ROOF COVERINGS","B301001 STEEP SLOPE ROOF SYSTEMS","Concrete Shingles","B301001: ROOFING, ROOF COVERINGS, STEEP SLOPE ROOF SYSTEMS - Concrete Shingles"]
[null,null,null,"13-51 17 13","Clean Supply Room, Healthcare","Space used for storage of clean supplies on carts or shelves.",{"$f":"table.SpaceClassification[[#This Row],[OmniClass Number]] & \": \" & table.SpaceClassification[[#This Row],[OmniClass Title]]","v":"13-51 17 13: Clean Supply Room, Healthcare"},null,null,null,null,"23-13 19 13 13 15","Metal Hollow Core Sheets","23-13 19 13 13 15: Metal Hollow Core Sheets",null,null,30109,"B30 ROOFING","B3010 ROOF COVERINGS","B301001 STEEP SLOPE ROOF SYSTEMS","Concrete Tile","B301001: ROOFING, ROOF COVERINGS, STEEP SLOPE ROOF SYSTEMS - Concrete Tile"]
[null,null,null,"13-51 17 15","Clean Utility Room, Healthcare","Space used for the storage of clean supplies and clean linens and their preparation for patient use and for patient care support equipment such as icemakers and refrigerators.",{"$f":"table.SpaceClassification[[#This Row],[OmniClass Number]] & \": \" & table.SpaceClassification[[#This Row],[OmniClass Title]]","v":"13-51 17 15: Clean Utility Room, Healthcare"},null,null,null,null,"23-13 19 13 13 17","Plastic Hollow Core Sheets","23-13 19 13 13 17: Plastic Hollow Core Sheets",null,null,30117,"B30 ROOFING","B3010 ROOF COVERINGS","B301001 STEEP SLOPE ROOF SYSTEMS","Fiberglass Shingles","B301001: ROOFING, ROOF COVERINGS, STEEP SLOPE ROOF SYSTEMS - Fiberglass Shingles"]
[null,null,null,"13-51 17 17","Consultation Room, Patient","Space used for meetings with patients and family members to discuss health status, learn health history, and provide information.",{"$f":"table.SpaceClassification[[#This Row],[OmniClass Number]] & \": \" & table.SpaceClassification[[#This Row],[OmniClass Title]]","v":"13-51 17 17: Consultation Room, Patient"},null,null,null,null,"23-13 19 15","Gratings","23-13 19 15: Gratings",null,null,35011,"B30 ROOFING","B3010 ROOF COVERINGS","B301001 STEEP SLOPE ROOF SYSTEMS","Formed Metal","B301001: ROOFING, ROOF COVERINGS, STEEP SLOPE ROOF SYSTEMS - Formed Metal"]
[null,null,null,"13-51 17 19","Mental Health Interview/Counseling Room","Space used for interviews and counseling with patients in an individual or group format.",{"$f":"table.SpaceClassification[[#This Row],[OmniClass Number]] & \": \" & table.SpaceClassification[[#This Row],[OmniClass Title]]","v":"13-51 17 19: Mental Health Interview/Counseling Room"},null,null,null,null,"23-13 19 17","Blankets, Quilts","23-13 19 17: Blankets, Quilts",null,null,21410,"B30 ROOFING","B3010 ROOF COVERINGS","B301001 STEEP SLOPE ROOF SYSTEMS","Formed Metal - Metal Standing Seam","B301001: ROOFING, ROOF COVERINGS, STEEP SLOPE ROOF SYSTEMS - Formed Metal - Metal Standing Seam"]
[null,null,null,"13-51 17 21","Equipment Storage Room, Healthcare","Space used for storage of equipment such as surgical tables, accessories, carts, etc.",{"$f":"table.SpaceClassification[[#This Row],[OmniClass Number]] & \": \" & table.SpaceClassification[[#This Row],[OmniClass Title]]","v":"13-51 17 21: Equipment Storage Room, Healthcare"},null,null,null,null,"23-13 21 11","Concrete Masonry Units","23-13 21 11: Concrete Masonry Units",null,null,30115,"B30 ROOFING","B3010 ROOF COVERINGS","B301001 STEEP SLOPE ROOF SYSTEMS","Metal Shingles","B301001: ROOFING, ROOF COVERINGS, STEEP SLOPE ROOF SYSTEMS - Metal Shingles"]
[null,null,null,"13-51 17 22","Medical Records Storage Room","Space used for organized, active filing of physical patient charts, in a specially ordered and controlled environment.",{"$f":"table.SpaceClassification[[#This Row],[OmniClass Number]] & \": \" & table.SpaceClassification[[#This Row],[OmniClass Title]]","v":"13-51 17 22: Medical Records Storage Room"},null,null,null,null,"23-13 21 11 11","Concrete Blocks","23-13 21 11 11: Concrete Blocks",null,null,35012,"B30 ROOFING","B3010 ROOF COVERINGS","B301001 STEEP SLOPE ROOF SYSTEMS","Preformed Metal","B301001: ROOFING, ROOF COVERINGS, STEEP SLOPE ROOF SYSTEMS - Preformed Metal"]
[null,null,null,"13-51 17 23","Nurse Workspaces","Spaces used by nurses to perform their work and administer activities.",{"$f":"table.SpaceClassification[[#This Row],[OmniClass Number]] & \": \" & table.SpaceClassification[[#This Row],[OmniClass Title]]","v":"13-51 17 23: Nurse Workspaces"},null,null,null,null,"23-13 21 11 13","Exposed Aggregate Concrete Masonry Units","23-13 21 11 13: Exposed Aggregate Concrete Masonry Units",null,null,21411,"B30 ROOFING","B3010 ROOF COVERINGS","B301001 STEEP SLOPE ROOF SYSTEMS","Preformed Metal - Metal Panel","B301001: ROOFING, ROOF COVERINGS, STEEP SLOPE ROOF SYSTEMS - Preformed Metal - Metal Panel"]
[null,null,null,"13-51 17 23 11","Nurse Station","Space used as a central work and management area by nurses, physicians, and technicians. Functions performed include: charting, staff workflow management, monitoring of patient call system, conferring with other patient care staff, and monitoring of patient vital signs.",{"$f":"table.SpaceClassification[[#This Row],[OmniClass Number]] & \": \" & table.SpaceClassification[[#This Row],[OmniClass Title]]","v":"13-51 17 23 11: Nurse Station"},null,null,null,null,"23-13 21 11 15","Fluted Concrete Masonry Units","23-13 21 11 15: Fluted Concrete Masonry Units",null,null,21414,"B30 ROOFING","B3010 ROOF COVERINGS","B301001 STEEP SLOPE ROOF SYSTEMS","Shingle & Tile","B301001: ROOFING, ROOF COVERINGS, STEEP SLOPE ROOF SYSTEMS - Shingle & Tile"]
[null,null,null,"13-51 17 23 13","Nurse Station/Communication Center","Space used as a central work and management area by nurses, physicians, and technicians. Functions performed include: charting, staff workflow management, monitoring of patient call system, conferring with other patient care staff, and monitoring of patient vital signs.",{"$f":"table.SpaceClassification[[#This Row],[OmniClass Number]] & \": \" & table.SpaceClassification[[#This Row],[OmniClass Title]]","v":"13-51 17 23 13: Nurse Station/Communication Center"},null,null,null,null,"23-13 21 11 17","Interlocking Concrete Masonry Units","23-13 21 11 17: Interlocking Concrete Masonry Units",null,null,30118,"B30 ROOFING","B3010 ROOF COVERINGS","B301001 STEEP SLOPE ROOF SYSTEMS","Slate Shingles","B301001: ROOFING, ROOF COVERINGS, STEEP SLOPE ROOF SYSTEMS - Slate Shingles"]
[null,null,null,"13-51 17 23 15","Nurse Sub-Station","Space used as a satellite work area for one or two nurses placed where they are in close proximity to patient rooms and (in many cases) have observation windows from the workstation to the patient.",{"$f":"table.SpaceClassification[[#This Row],[OmniClass Number]] & \": \" & table.SpaceClassification[[#This Row],[OmniClass Title]]","v":"13-51 17 23 15: Nurse Sub-Station"},null,null,null,null,"23-13 21 11 19","Molded Face Concrete Masonry Units","23-13 21 11 19: Molded Face Concrete Masonry Units",null,null,30111,"B30 ROOFING","B3010 ROOF COVERINGS","B301001 STEEP SLOPE ROOF SYSTEMS","Wood Shakes","B301001: ROOFING, ROOF COVERINGS, STEEP SLOPE ROOF SYSTEMS - Wood Shakes"]
[null,null,null,"13-51 17 23 17","Nurse Triage Space","Space used to do a rapid assessment of patient acuity in order to determine priority of treatment.",{"$f":"table.SpaceClassification[[#This Row],[OmniClass Number]] & \": \" & table.SpaceClassification[[#This Row],[OmniClass Title]]","v":"13-51 17 23 17: Nurse Triage Space"},null,null,null,null,"23-13 21 11 21","Prefaced Concrete Masonry Units","23-13 21 11 21: Prefaced Concrete Masonry Units",null,null,30114,"B30 ROOFING","B3010 ROOF COVERINGS","B301001 STEEP SLOPE ROOF SYSTEMS","Wood Shingles","B301001: ROOFING, ROOF COVERINGS, STEEP SLOPE ROOF SYSTEMS - Wood Shingles"]
[null,null,null,"13-51 17 25","Soiled Utility Room, Healthcare","Space used for disposal of human waste, bio-hazardous waste, and trash and for temporary storage of soiled linens, and for clean-up of soiled and non-disposable items.",{"$f":"table.SpaceClassification[[#This Row],[OmniClass Number]] & \": \" & table.SpaceClassification[[#This Row],[OmniClass Title]]","v":"13-51 17 25: Soiled Utility Room, Healthcare"},null,null,null,null,"23-13 21 11 23","Preinsulated Concrete Masonry Units","23-13 21 11 23: Preinsulated Concrete Masonry Units",null,null,41066,"B30 ROOFING","B3010 ROOF COVERINGS","B301002 LOW SLOPE ROOF SYSTEMS","General","B301002: ROOFING, ROOF COVERINGS, LOW SLOPE ROOF SYSTEMS - General"]
[null,null,null,"13-51 17 27","Soiled Utility/Supply Room, Healthcare","Space used for clean up of equipment Space used for patient care, disposal of trash and biologic waste and storage of soiled linen.",{"$f":"table.SpaceClassification[[#This Row],[OmniClass Number]] & \": \" & table.SpaceClassification[[#This Row],[OmniClass Title]]","v":"13-51 17 27: Soiled Utility/Supply Room, Healthcare"},null,null,null,null,"23-13 21 11 25","Sound Absorbing Concrete Masonry Units","23-13 21 11 25: Sound Absorbing Concrete Masonry Units",null,null,42066,"B30 ROOFING","B3010 ROOF COVERINGS","B301002 LOW SLOPE ROOF SYSTEMS","Other","B301002: ROOFING, ROOF COVERINGS, LOW SLOPE ROOF SYSTEMS - Other"]
[null,null,null,"13-51 17 29","Mental Health Multipurpose Room w/Control Room","Space used for group therapy and activity sessions in a mental health setting where undetected observation is required.",{"$f":"table.SpaceClassification[[#This Row],[OmniClass Number]] & \": \" & table.SpaceClassification[[#This Row],[OmniClass Title]]","v":"13-51 17 29: Mental Health Multipurpose Room w/Control Room"},null,null,null,null,"23-13 21 11 27","Split Face Concrete Masonry Units","23-13 21 11 27: Split Face Concrete Masonry Units",null,null,43066,"B30 ROOFING","B3010 ROOF COVERINGS","B301002 LOW SLOPE ROOF SYSTEMS","Unknown","B301002: ROOFING, ROOF COVERINGS, LOW SLOPE ROOF SYSTEMS - Unknown"]
[null,null,null,"13-51 17 31","Resuscitation Cart Alcove","Space used for emergency resuscitation cart so that it can be near patient care areas.",{"$f":"table.SpaceClassification[[#This Row],[OmniClass Number]] & \": \" & table.SpaceClassification[[#This Row],[OmniClass Title]]","v":"13-51 17 31: Resuscitation Cart Alcove"},null,null,null,null,"23-13 21 13","Calcium Silicate Masonry Units","23-13 21 13: Calcium Silicate Masonry Units",null,null,21413,"B30 ROOFING","B3010 ROOF COVERINGS","B301002 LOW SLOPE ROOF SYSTEMS","Built-Up","B301002: ROOFING, ROOF COVERINGS, LOW SLOPE ROOF SYSTEMS - Built-Up"]
[null,null,null,"13-51 17 35","Mental Health Quiet Room","Space used as a place where a patient can go to calm down if over stimulated by other activities or events.",{"$f":"table.SpaceClassification[[#This Row],[OmniClass Number]] & \": \" & table.SpaceClassification[[#This Row],[OmniClass Title]]","v":"13-51 17 35: Mental Health Quiet Room"},null,null,null,null,"23-13 21 15","Glass Masonry Units","23-13 21 15: Glass Masonry Units",null,null,30107,"B30 ROOFING","B3010 ROOF COVERINGS","B301002 LOW SLOPE ROOF SYSTEMS","Liquid Elastomers","B301002: ROOFING, ROOF COVERINGS, LOW SLOPE ROOF SYSTEMS - Liquid Elastomers"]
[null,null,null,"13-51 21 00","Diagnostic Imaging Spaces","Spaces used for examination of patients by devices which produce an image of tissue, bone, or biophysical structure excluding those used in cardiac diagnostic and interventional services, nuclear medicine services, and radiation therapy services.",{"$f":"table.SpaceClassification[[#This Row],[OmniClass Number]] & \": \" & table.SpaceClassification[[#This Row],[OmniClass Title]]","v":"13-51 21 00: Diagnostic Imaging Spaces"},null,null,null,null,"23-13 21 17","Adobe Masonry Units","23-13 21 17: Adobe Masonry Units",null,null,30119,"B30 ROOFING","B3010 ROOF COVERINGS","B301002 LOW SLOPE ROOF SYSTEMS","Modified Bitumen","B301002: ROOFING, ROOF COVERINGS, LOW SLOPE ROOF SYSTEMS - Modified Bitumen"]
[null,null,null,"13-51 21 11","Angiographic Procedure Room","Space used for complex, percutaneous interventional radiology procedures to diagnose problems of the arteries, veins, and heart chambers.",{"$f":"table.SpaceClassification[[#This Row],[OmniClass Number]] & \": \" & table.SpaceClassification[[#This Row],[OmniClass Title]]","v":"13-51 21 11: Angiographic Procedure Room"},null,null,null,null,"23-13 21 19","Clay Masonry Units","23-13 21 19: Clay Masonry Units",null,null,44000,"B30 ROOFING","B3010 ROOF COVERINGS","B301002 LOW SLOPE ROOF SYSTEMS","Polyurethane Foam","B301002: ROOFING, ROOF COVERINGS, LOW SLOPE ROOF SYSTEMS - Polyurethane Foam"]
[null,null,null,"13-51 21 13","Bone Densitometry Room","Space used for a radiographic technology which measures bone loss, most frequently to diagnose osteoporosis.",{"$f":"table.SpaceClassification[[#This Row],[OmniClass Number]] & \": \" & table.SpaceClassification[[#This Row],[OmniClass Title]]","v":"13-51 21 13: Bone Densitometry Room"},null,null,null,null,"23-13 21 19 11","Common Bricks","23-13 21 19 11: Common Bricks",null,null,21412,"B30 ROOFING","B3010 ROOF COVERINGS","B301002 LOW SLOPE ROOF SYSTEMS","Single Ply Membrane","B301002: ROOFING, ROOF COVERINGS, LOW SLOPE ROOF SYSTEMS - Single Ply Membrane"]
[null,null,null,"13-51 21 15","CT Scanning Room","Space used for computerized tomography which creates radiographic images of whole slices of tissue.",{"$f":"table.SpaceClassification[[#This Row],[OmniClass Number]] & \": \" & table.SpaceClassification[[#This Row],[OmniClass Title]]","v":"13-51 21 15: CT Scanning Room"},null,null,null,null,"23-13 21 19 13","Face Bricks","23-13 21 19 13: Face Bricks",null,null,21406,"B30 ROOFING","B3010 ROOF COVERINGS","B301003 ROOF INSULATION & FILL","General","B301003: ROOFING, ROOF COVERINGS, ROOF INSULATION & FILL - General"]
[null,null,null,"13-51 21 17","CT Simulator Room","Space used for planning patient treatment which will be preformed using a linear accelerator.",{"$f":"table.SpaceClassification[[#This Row],[OmniClass Number]] & \": \" & table.SpaceClassification[[#This Row],[OmniClass Title]]","v":"13-51 21 17: CT Simulator Room"},null,null,null,null,"23-13 21 19 15","Fire Bricks","23-13 21 19 15: Fire Bricks",null,null,42067,"B30 ROOFING","B3010 ROOF COVERINGS","B301003 ROOF INSULATION & FILL","Other","B301003: ROOFING, ROOF COVERINGS, ROOF INSULATION & FILL - Other"]
[null,null,null,"13-51 21 19","Cystoscopic Radiology Room","Space used for performing examination of the bladder and urethra using either a flexible or rigid cystoscope. May also involve minor surgical procedures such as removal of stones.",{"$f":"table.SpaceClassification[[#This Row],[OmniClass Number]] & \": \" & table.SpaceClassification[[#This Row],[OmniClass Title]]","v":"13-51 21 19: Cystoscopic Radiology Room"},null,null,null,null,"23-13 21 19 17","Glazed Bricks","23-13 21 19 17: Glazed Bricks",null,null,43067,"B30 ROOFING","B3010 ROOF COVERINGS","B301003 ROOF INSULATION & FILL","Unknown","B301003: ROOFING, ROOF COVERINGS, ROOF INSULATION & FILL - Unknown"]
[null,null,null,"13-51 21 21","Head Radiographic Room","Space used for making radiographic images of the head and neck.",{"$f":"table.SpaceClassification[[#This Row],[OmniClass Number]] & \": \" & table.SpaceClassification[[#This Row],[OmniClass Title]]","v":"13-51 21 21: Head Radiographic Room"},null,null,null,null,"23-13 21 19 19","Ceramic Glazed Clay Masonry Units","23-13 21 19 19: Ceramic Glazed Clay Masonry Units",null,null,30081,"B30 ROOFING","B3010 ROOF COVERINGS","B301003 ROOF INSULATION & FILL","Cellular Fill","B301003: ROOFING, ROOF COVERINGS, ROOF INSULATION & FILL - Cellular Fill"]
[null,null,null,"13-51 21 23","Mammography Room","Space used for low-dose radiographic imaging of the breast.",{"$f":"table.SpaceClassification[[#This Row],[OmniClass Number]] & \": \" & table.SpaceClassification[[#This Row],[OmniClass Title]]","v":"13-51 21 23: Mammography Room"},null,null,null,null,"23-13 21 19 21","Clay Tile","23-13 21 19 21: Clay Tile",null,null,40270,"B30 ROOFING","B3010 ROOF COVERINGS","B301003 ROOF INSULATION & FILL","Fiberglass Batts","B301003: ROOFING, ROOF COVERINGS, ROOF INSULATION & FILL - Fiberglass Batts"]
[null,null,null,"13-51 21 25","Mobile Imaging System Alcove","Space used for parking mobile X-Ray units so that they will be readily accessible, but not obstructing corridors or passageways.",{"$f":"table.SpaceClassification[[#This Row],[OmniClass Number]] & \": \" & table.SpaceClassification[[#This Row],[OmniClass Title]]","v":"13-51 21 25: Mobile Imaging System Alcove"},null,null,null,null,"23-13 21 19 23","Structural Clay Tiles","23-13 21 19 23: Structural Clay Tiles",null,null,30079,"B30 ROOFING","B3010 ROOF COVERINGS","B301003 ROOF INSULATION & FILL","Gypsum Fill","B301003: ROOFING, ROOF COVERINGS, ROOF INSULATION & FILL - Gypsum Fill"]
[null,null,null,"13-51 21 27","MRI Scanning Room","Space used for examination of organ structure and condition by use of alternating magnetic fields which create minute but detectable radio frequency waves of different characteristics from different types of tissue.",{"$f":"table.SpaceClassification[[#This Row],[OmniClass Number]] & \": \" & table.SpaceClassification[[#This Row],[OmniClass Title]]","v":"13-51 21 27: MRI Scanning Room"},null,null,null,null,"23-13 21 19 25","Clay Flue Linings","23-13 21 19 25: Clay Flue Linings",null,null,30078,"B30 ROOFING","B3010 ROOF COVERINGS","B301003 ROOF INSULATION & FILL","Lightweight Concrete Fill","B301003: ROOFING, ROOF COVERINGS, ROOF INSULATION & FILL - Lightweight Concrete Fill"]
[null,null,null,"13-51 21 29","MRI System Component Room","Space used for electronic and mechanical components which support a magnetic resonance imaging system.",{"$f":"table.SpaceClassification[[#This Row],[OmniClass Number]] & \": \" & table.SpaceClassification[[#This Row],[OmniClass Title]]","v":"13-51 21 29: MRI System Component Room"},null,null,null,null,"23-13 21 19 27","Terra Cotta Units","23-13 21 19 27: Terra Cotta Units",null,null,30080,"B30 ROOFING","B3010 ROOF COVERINGS","B301003 ROOF INSULATION & FILL","Perlite Fill","B301003: ROOFING, ROOF COVERINGS, ROOF INSULATION & FILL - Perlite Fill"]
[null,null,null,"13-51 21 31","PET/CT Scanning Room","Space used for creation of images which superimpose information about the metabolism of the body (positron emission tomography – PET) over the anatomic information about location, shape, and size of various lesions and tissue (computerized tomography – CT).",{"$f":"table.SpaceClassification[[#This Row],[OmniClass Number]] & \": \" & table.SpaceClassification[[#This Row],[OmniClass Title]]","v":"13-51 21 31: PET/CT Scanning Room"},null,null,null,null,"23-13 21 21","Masonry Anchorage and Reinforcement","23-13 21 21: Masonry Anchorage and Reinforcement",null,null,30088,"B30 ROOFING","B3010 ROOF COVERINGS","B301003 ROOF INSULATION & FILL","Rigid Cork","B301003: ROOFING, ROOF COVERINGS, ROOF INSULATION & FILL - Rigid Cork"]
[null,null,null,"13-51 21 33","PET/CT Simulator Room","Space used for patient treatment planning for PET/CT system.",{"$f":"table.SpaceClassification[[#This Row],[OmniClass Number]] & \": \" & table.SpaceClassification[[#This Row],[OmniClass Title]]","v":"13-51 21 33: PET/CT Simulator Room"},null,null,null,null,"23-13 21 21 11","Masonry Reinforcing","23-13 21 21 11: Masonry Reinforcing",null,null,30085,"B30 ROOFING","B3010 ROOF COVERINGS","B301003 ROOF INSULATION & FILL","Rigid Expanded Polystyrene","B301003: ROOFING, ROOF COVERINGS, ROOF INSULATION & FILL - Rigid Expanded Polystyrene"]
[null,null,null,"13-51 21 35","Radiographic Chest Room","Space used for special imaging equipment which is capable of rapid patient throughput for routine chest x-rays.",{"$f":"table.SpaceClassification[[#This Row],[OmniClass Number]] & \": \" & table.SpaceClassification[[#This Row],[OmniClass Title]]","v":"13-51 21 35: Radiographic Chest Room"},null,null,null,null,"23-13 21 21 11 11","Continuous Joint Reinforcing","23-13 21 21 11 11: Continuous Joint Reinforcing",null,null,30093,"B30 ROOFING","B3010 ROOF COVERINGS","B301003 ROOF INSULATION & FILL","Rigid Extruded Polystyrene","B301003: ROOFING, ROOF COVERINGS, ROOF INSULATION & FILL - Rigid Extruded Polystyrene"]
[null,null,null,"13-51 21 37","Radiographic Room","Space used for taking routine radiographic images of the body.",{"$f":"table.SpaceClassification[[#This Row],[OmniClass Number]] & \": \" & table.SpaceClassification[[#This Row],[OmniClass Title]]","v":"13-51 21 37: Radiographic Room"},null,null,null,null,"23-13 21 21 11 13","Reinforcing Bars","23-13 21 21 11 13: Reinforcing Bars",null,null,30095,"B30 ROOFING","B3010 ROOF COVERINGS","B301003 ROOF INSULATION & FILL","Rigid Foamed-In-Place/PUF","B301003: ROOFING, ROOF COVERINGS, ROOF INSULATION & FILL - Rigid Foamed-In-Place/PUF"]
[null,null,null,"13-51 21 39","Radiographic/Fluoroscopic Room","Space used for radiographic imaging equipment which has fluoroscopic capabilities allowing real time examination of the internal organs.",{"$f":"table.SpaceClassification[[#This Row],[OmniClass Number]] & \": \" & table.SpaceClassification[[#This Row],[OmniClass Title]]","v":"13-51 21 39: Radiographic/Fluoroscopic Room"},null,null,null,null,"23-13 21 21 13","Masonry Ties","23-13 21 21 13: Masonry Ties",null,null,30094,"B30 ROOFING","B3010 ROOF COVERINGS","B301003 ROOF INSULATION & FILL","Rigid Foamglass","B301003: ROOFING, ROOF COVERINGS, ROOF INSULATION & FILL - Rigid Foamglass"]
[null,null,null,"13-51 21 41","Radiographic/Tomographic Room","Space used for making tomographic X-Ray images.",{"$f":"table.SpaceClassification[[#This Row],[OmniClass Number]] & \": \" & table.SpaceClassification[[#This Row],[OmniClass Title]]","v":"13-51 21 41: Radiographic/Tomographic Room"},null,null,null,null,"23-13 21 21 13 11","Flexible Masonry Ties","23-13 21 21 13 11: Flexible Masonry Ties",null,null,30083,"B30 ROOFING","B3010 ROOF COVERINGS","B301003 ROOF INSULATION & FILL","Rigid Glass Fiber","B301003: ROOFING, ROOF COVERINGS, ROOF INSULATION & FILL - Rigid Glass Fiber"]
[null,null,null,"13-51 21 43","Radiology Computer Systems Room","Space used for Picture Archiving Computer/ Communication System (PACS) associated with imaging systems which produce digital vs. film images.",{"$f":"table.SpaceClassification[[#This Row],[OmniClass Number]] & \": \" & table.SpaceClassification[[#This Row],[OmniClass Title]]","v":"13-51 21 43: Radiology Computer Systems Room"},null,null,null,null,"23-13 21 21 13 13","Masonry Veneer Ties","23-13 21 21 13 13: Masonry Veneer Ties",null,null,30092,"B30 ROOFING","B3010 ROOF COVERINGS","B301003 ROOF INSULATION & FILL","Rigid Multiple Types","B301003: ROOFING, ROOF COVERINGS, ROOF INSULATION & FILL - Rigid Multiple Types"]
[null,null,null,"13-51 21 45","Stereotactic Mammography Room","Space used for a radiographic procedure which produces three dimensional images to aid in performing a needle biopsy of the breast.",{"$f":"table.SpaceClassification[[#This Row],[OmniClass Number]] & \": \" & table.SpaceClassification[[#This Row],[OmniClass Title]]","v":"13-51 21 45: Stereotactic Mammography Room"},null,null,null,null,"23-13 21 21 13 15","Rigid Masonry Ties","23-13 21 21 13 15: Rigid Masonry Ties",null,null,30084,"B30 ROOFING","B3010 ROOF COVERINGS","B301003 ROOF INSULATION & FILL","Rigid Perlite","B301003: ROOFING, ROOF COVERINGS, ROOF INSULATION & FILL - Rigid Perlite"]
[null,null,null,"13-51 21 47","Ultrasound Room","Space used in services such as gynecology, cardiology, and ophthalmology for real-time examination of internal organs utilizing high frequency sound waves.",{"$f":"table.SpaceClassification[[#This Row],[OmniClass Number]] & \": \" & table.SpaceClassification[[#This Row],[OmniClass Title]]","v":"13-51 21 47: Ultrasound Room"},null,null,null,null,"23-13 21 21 15","Masonry Anchors","23-13 21 21 15: Masonry Anchors",null,null,30087,"B30 ROOFING","B3010 ROOF COVERINGS","B301003 ROOF INSULATION & FILL","Rigid Phenolic","B301003: ROOFING, ROOF COVERINGS, ROOF INSULATION & FILL - Rigid Phenolic"]
[null,null,null,"13-51 21 49","Ultrasound/Optical Coherence Tomography Room","Space used in Ophthalmology for the location of unseen intraocular foreign  bodies, for retinal detachment, and for internal view when the patient’s eye lid can not be opened or the patient’s eye is blocked by blood or cataracts.",{"$f":"table.SpaceClassification[[#This Row],[OmniClass Number]] & \": \" & table.SpaceClassification[[#This Row],[OmniClass Title]]","v":"13-51 21 49: Ultrasound/Optical Coherence Tomography Room"},null,null,null,null,"23-13 21 21 15 11","Masonry Veneer Anchors","23-13 21 21 15 11: Masonry Veneer Anchors",null,null,30089,"B30 ROOFING","B3010 ROOF COVERINGS","B301003 ROOF INSULATION & FILL","Rigid Polyisocyanurate","B301003: ROOFING, ROOF COVERINGS, ROOF INSULATION & FILL - Rigid Polyisocyanurate"]
[null,null,null,"13-51 21 51","Whole Body Scanning Room","Space used in nuclear medicine for scanning by use of gamma or scintillation cameras of the whole body for use in diagnosis of a variety of conditions.",{"$f":"table.SpaceClassification[[#This Row],[OmniClass Number]] & \": \" & table.SpaceClassification[[#This Row],[OmniClass Title]]","v":"13-51 21 51: Whole Body Scanning Room"},null,null,null,null,"23-13 21 21 15 13","Stone Masonry Anchors","23-13 21 21 15 13: Stone Masonry Anchors",null,null,30090,"B30 ROOFING","B3010 ROOF COVERINGS","B301003 ROOF INSULATION & FILL","Rigid Polyurethane/Board","B301003: ROOFING, ROOF COVERINGS, ROOF INSULATION & FILL - Rigid Polyurethane/Board"]
[null,null,null,"13-51 24 00","Diagnostic Imaging Support Spaces","Spaces used in support of imaging equipment and personnel.",{"$f":"table.SpaceClassification[[#This Row],[OmniClass Number]] & \": \" & table.SpaceClassification[[#This Row],[OmniClass Title]]","v":"13-51 24 00: Diagnostic Imaging Support Spaces"},null,null,null,null,"23-13 21 23","Special Profiles for Masonry ","23-13 21 23: Special Profiles for Masonry ",null,null,30086,"B30 ROOFING","B3010 ROOF COVERINGS","B301003 ROOF INSULATION & FILL","Rigid Unknown","B301003: ROOFING, ROOF COVERINGS, ROOF INSULATION & FILL - Rigid Unknown"]
[null,null,null,"13-51 24 11","Angiographic Control Room","Space used for operator control of angiography equipment.",{"$f":"table.SpaceClassification[[#This Row],[OmniClass Number]] & \": \" & table.SpaceClassification[[#This Row],[OmniClass Title]]","v":"13-51 24 11: Angiographic Control Room"},null,null,null,null,"23-13 21 23 11","Special Masonry Shapes","23-13 21 23 11: Special Masonry Shapes",null,null,30091,"B30 ROOFING","B3010 ROOF COVERINGS","B301003 ROOF INSULATION & FILL","Rigid Wood Fiberboard","B301003: ROOFING, ROOF COVERINGS, ROOF INSULATION & FILL - Rigid Wood Fiberboard"]
[null,null,null,"13-51 24 13","Angiographic Instrument Room","Space used for preparation, cleaning, and storage of certain equipment used in angiography.",{"$f":"table.SpaceClassification[[#This Row],[OmniClass Number]] & \": \" & table.SpaceClassification[[#This Row],[OmniClass Title]]","v":"13-51 24 13: Angiographic Instrument Room"},null,null,null,null,"23-13 21 23 13","Masonry Sills and Thresholds","23-13 21 23 13: Masonry Sills and Thresholds",null,null,30077,"B30 ROOFING","B3010 ROOF COVERINGS","B301003 ROOF INSULATION & FILL","Vermiculite Fill","B301003: ROOFING, ROOF COVERINGS, ROOF INSULATION & FILL - Vermiculite Fill"]
[null,null,null,"13-51 24 15","Angiographic Procedure Control Area","Space used for operator control of an angiographic system and its components.",{"$f":"table.SpaceClassification[[#This Row],[OmniClass Number]] & \": \" & table.SpaceClassification[[#This Row],[OmniClass Title]]","v":"13-51 24 15: Angiographic Procedure Control Area"},null,null,null,null,"23-13 21 23 15","Masonry Moldings","23-13 21 23 15: Masonry Moldings",null,null,30096,"B30 ROOFING","B3010 ROOF COVERINGS","B301004 FLASHINGS & TRIM","General","B301004: ROOFING, ROOF COVERINGS, FLASHINGS & TRIM - General"]
[null,null,null,"13-51 24 17","Angiographic System Component Room","Space used for electronic and mechanical equipment which supports an angiographic imaging system.",{"$f":"table.SpaceClassification[[#This Row],[OmniClass Number]] & \": \" & table.SpaceClassification[[#This Row],[OmniClass Title]]","v":"13-51 24 17: Angiographic System Component Room"},null,null,null,null,"23-13 21 23 17","Masonry Copings","23-13 21 23 17: Masonry Copings",null,null,42068,"B30 ROOFING","B3010 ROOF COVERINGS","B301004 FLASHINGS & TRIM","Other","B301004: ROOFING, ROOF COVERINGS, FLASHINGS & TRIM - Other"]
[null,null,null,"13-51 24 19","Silver Collection Area, Diagnostic Imaging","Space used for the collection of and storage of silver from film based radiographic imaging systems.",{"$f":"table.SpaceClassification[[#This Row],[OmniClass Number]] & \": \" & table.SpaceClassification[[#This Row],[OmniClass Title]]","v":"13-51 24 19: Silver Collection Area, Diagnostic Imaging"},null,null,null,null,"23-13 21 23 19","Masonry Quoins","23-13 21 23 19: Masonry Quoins",null,null,43068,"B30 ROOFING","B3010 ROOF COVERINGS","B301004 FLASHINGS & TRIM","Unknown","B301004: ROOFING, ROOF COVERINGS, FLASHINGS & TRIM - Unknown"]
[null,null,null,"13-51 24 21","Computed Radiology Reader Area","Space used for viewing digital images.",{"$f":"table.SpaceClassification[[#This Row],[OmniClass Number]] & \": \" & table.SpaceClassification[[#This Row],[OmniClass Title]]","v":"13-51 24 21: Computed Radiology Reader Area"},null,null,null,null,"23-13 21 23 21","Masonry Cornices","23-13 21 23 21: Masonry Cornices",null,null,44151,"B30 ROOFING","B3010 ROOF COVERINGS","B301004 FLASHINGS & TRIM","Chimney Cap/Squirrel/Bird Screen","B301004: ROOFING, ROOF COVERINGS, FLASHINGS & TRIM - Chimney Cap/Squirrel/Bird Screen"]
[null,null,null,"13-51 24 23","Computer Image Processing Area, Diagnostic Imaging","Space used for computer equipment which serves digital  imaging modalities.",{"$f":"table.SpaceClassification[[#This Row],[OmniClass Number]] & \": \" & table.SpaceClassification[[#This Row],[OmniClass Title]]","v":"13-51 24 23: Computer Image Processing Area, Diagnostic Imaging"},null,null,null,null,"23-13 21 25","Structural Support for Masonry","23-13 21 25: Structural Support for Masonry",null,null,30101,"B30 ROOFING","B3010 ROOF COVERINGS","B301004 FLASHINGS & TRIM","Flashings - Apron","B301004: ROOFING, ROOF COVERINGS, FLASHINGS & TRIM - Flashings - Apron"]
[null,null,null,"13-51 24 24","X-Ray, Digital Image Storage Space","Space used for picture archiving computer system and image quality control.",{"$f":"table.SpaceClassification[[#This Row],[OmniClass Number]] & \": \" & table.SpaceClassification[[#This Row],[OmniClass Title]]","v":"13-51 24 24: X-Ray, Digital Image Storage Space"},null,null,null,null,"23-13 21 25 11","Lintels","23-13 21 25 11: Lintels",null,null,30097,"B30 ROOFING","B3010 ROOF COVERINGS","B301004 FLASHINGS & TRIM","Flashings - Base","B301004: ROOFING, ROOF COVERINGS, FLASHINGS & TRIM - Flashings - Base"]
[null,null,null,"13-51 24 25","CT Control Area","Space used for operator controls for a computerized tomography (CT) imaging system.",{"$f":"table.SpaceClassification[[#This Row],[OmniClass Number]] & \": \" & table.SpaceClassification[[#This Row],[OmniClass Title]]","v":"13-51 24 25: CT Control Area"},null,null,null,null,"23-13 21 25 11 11","Lintel Former Units","23-13 21 25 11 11: Lintel Former Units",null,null,30098,"B30 ROOFING","B3010 ROOF COVERINGS","B301004 FLASHINGS & TRIM","Flashings - Cap","B301004: ROOFING, ROOF COVERINGS, FLASHINGS & TRIM - Flashings - Cap"]
[null,null,null,"13-51 24 27","CT Power and Equipment Room","Space used to house the electrical power panels and electronic panels, X-ray power supply and components, computer system image processor components, and other peripheral devices for a computerized tomography (CT) imaging system.",{"$f":"table.SpaceClassification[[#This Row],[OmniClass Number]] & \": \" & table.SpaceClassification[[#This Row],[OmniClass Title]]","v":"13-51 24 27: CT Power and Equipment Room"},null,null,null,null,"23-13 21 25 13","Wall Connectors and Starters","23-13 21 25 13: Wall Connectors and Starters",null,null,30099,"B30 ROOFING","B3010 ROOF COVERINGS","B301004 FLASHINGS & TRIM","Flashings - Embedded Edge Metal","B301004: ROOFING, ROOF COVERINGS, FLASHINGS & TRIM - Flashings - Embedded Edge Metal"]
[null,null,null,"13-51 24 29","Image Quality Control Room","Space used by technicians to check the quality of images so that retakes can be ordered if needed.",{"$f":"table.SpaceClassification[[#This Row],[OmniClass Number]] & \": \" & table.SpaceClassification[[#This Row],[OmniClass Title]]","v":"13-51 24 29: Image Quality Control Room"},null,null,null,null,"23-13 21 25 15","Supports for Masonry","23-13 21 25 15: Supports for Masonry",null,null,30104,"B30 ROOFING","B3010 ROOF COVERINGS","B301004 FLASHINGS & TRIM","Flashings - Flashing Penetrations","B301004: ROOFING, ROOF COVERINGS, FLASHINGS & TRIM - Flashings - Flashing Penetrations"]
[null,null,null,"13-51 24 31","Image Reading Room","Space used for examination of images produced by radiography, fluoroscopy, nuclear medicine, ultrasound and related technologies.",{"$f":"table.SpaceClassification[[#This Row],[OmniClass Number]] & \": \" & table.SpaceClassification[[#This Row],[OmniClass Title]]","v":"13-51 24 31: Image Reading Room"},null,null,null,null,"23-13 21 25 15 11","Masonry Angles","23-13 21 25 15 11: Masonry Angles",null,null,30100,"B30 ROOFING","B3010 ROOF COVERINGS","B301004 FLASHINGS & TRIM","Flashings - Pitch Pans","B301004: ROOFING, ROOF COVERINGS, FLASHINGS & TRIM - Flashings - Pitch Pans"]
[null,null,null,"13-51 24 32","X-Ray, Plane Film Storage Space","Space used for plane film storage of patient radiographs in a made for purpose system and controlled environment.",{"$f":"table.SpaceClassification[[#This Row],[OmniClass Number]] & \": \" & table.SpaceClassification[[#This Row],[OmniClass Title]]","v":"13-51 24 32: X-Ray, Plane Film Storage Space"},null,null,null,null,"23-13 21 25 15 11 11","Masonry Shelf Angles","23-13 21 25 15 11 11: Masonry Shelf Angles",null,null,30102,"B30 ROOFING","B3010 ROOF COVERINGS","B301004 FLASHINGS & TRIM","Flashings - Step","B301004: ROOFING, ROOF COVERINGS, FLASHINGS & TRIM - Flashings - Step"]
[null,null,null,"13-51 24 33","Mammography Processing Room","Space used for developing films from a mammography imaging system.",{"$f":"table.SpaceClassification[[#This Row],[OmniClass Number]] & \": \" & table.SpaceClassification[[#This Row],[OmniClass Title]]","v":"13-51 24 33: Mammography Processing Room"},null,null,null,null,"23-13 21 25 15 13","Gussets","23-13 21 25 15 13: Gussets",null,null,30103,"B30 ROOFING","B3010 ROOF COVERINGS","B301004 FLASHINGS & TRIM","Flashings - Valley","B301004: ROOFING, ROOF COVERINGS, FLASHINGS & TRIM - Flashings - Valley"]
[null,null,null,"13-51 24 34","X-Ray Film, Daylight Processing Space","Space used for daylight film processors serving certain types of x-ray equipment.",{"$f":"table.SpaceClassification[[#This Row],[OmniClass Number]] & \": \" & table.SpaceClassification[[#This Row],[OmniClass Title]]","v":"13-51 24 34: X-Ray Film, Daylight Processing Space"},null,null,null,null,"23-13 21 27","Ancillary Products for Masonry","23-13 21 27: Ancillary Products for Masonry",null,null,41069,"B30 ROOFING","B3010 ROOF COVERINGS","B301005 GUTTERS & DOWNSPOUTS","General","B301005: ROOFING, ROOF COVERINGS, GUTTERS & DOWNSPOUTS - General"]
[null,null,null,"13-51 24 35","MRI Control Room","Space used for operator control console and for operator observation of a magnetic resonance imaging (MRI) procedure.",{"$f":"table.SpaceClassification[[#This Row],[OmniClass Number]] & \": \" & table.SpaceClassification[[#This Row],[OmniClass Title]]","v":"13-51 24 35: MRI Control Room"},null,null,null,null,"23-13 21 27 11","Embedded Flashing","23-13 21 27 11: Embedded Flashing",null,null,30108,"B30 ROOFING","B3010 ROOF COVERINGS","B301005 GUTTERS & DOWNSPOUTS","Other","B301005: ROOFING, ROOF COVERINGS, GUTTERS & DOWNSPOUTS - Other"]
[null,null,null,"13-51 24 37","MRI Equipment Storage Room","Space used for electronic and mechanical components which support a magnetic resonance imaging system.",{"$f":"table.SpaceClassification[[#This Row],[OmniClass Number]] & \": \" & table.SpaceClassification[[#This Row],[OmniClass Title]]","v":"13-51 24 37: MRI Equipment Storage Room"},null,null,null,null,"23-13 21 27 13","Cavity Closers","23-13 21 27 13: Cavity Closers",null,null,43069,"B30 ROOFING","B3010 ROOF COVERINGS","B301005 GUTTERS & DOWNSPOUTS","Unknown","B301005: ROOFING, ROOF COVERINGS, GUTTERS & DOWNSPOUTS - Unknown"]
[null,null,null,"13-51 24 39","MRI Viewing Room","Space used for technician and physician viewing of images created using a magnetic resonance imaging system.",{"$f":"table.SpaceClassification[[#This Row],[OmniClass Number]] & \": \" & table.SpaceClassification[[#This Row],[OmniClass Title]]","v":"13-51 24 39: MRI Viewing Room"},null,null,null,null,"23-13 21 27 15","Cavity Weep and Ventilation Units","23-13 21 27 15: Cavity Weep and Ventilation Units",null,null,21407,"B30 ROOFING","B3010 ROOF COVERINGS","B301005 GUTTERS & DOWNSPOUTS","Downspouts","B301005: ROOFING, ROOF COVERINGS, GUTTERS & DOWNSPOUTS - Downspouts"]
[null,null,null,"13-51 24 41","PET/CT Control Room","Space used for operator control of a positron emission tomography/computerized tomography scanning system.",{"$f":"table.SpaceClassification[[#This Row],[OmniClass Number]] & \": \" & table.SpaceClassification[[#This Row],[OmniClass Title]]","v":"13-51 24 41: PET/CT Control Room"},null,null,null,null,"23-13 21 27 15 11","Cavity Weeps","23-13 21 27 15 11: Cavity Weeps",null,null,21409,"B30 ROOFING","B3010 ROOF COVERINGS","B301005 GUTTERS & DOWNSPOUTS","Gutters","B301005: ROOFING, ROOF COVERINGS, GUTTERS & DOWNSPOUTS - Gutters"]
[null,null,null,"13-51 24 43","Radiographic Control Room","Space used for operator control of an imaging system. The operator is protected by an emission opaque wall which has a special view window for observation of the patient.",{"$f":"table.SpaceClassification[[#This Row],[OmniClass Number]] & \": \" & table.SpaceClassification[[#This Row],[OmniClass Title]]","v":"13-51 24 43: Radiographic Control Room"},null,null,null,null,"23-13 21 27 15 13","Cavity Vents","23-13 21 27 15 13: Cavity Vents",null,null,41070,"B30 ROOFING","B3010 ROOF COVERINGS","B301006 ROOF OPENINGS AND SUPPORTS","General","B301006: ROOFING, ROOF COVERINGS, ROOF OPENINGS AND SUPPORTS - General"]
[null,null,null,"13-51 24 45","Radiographic Darkroom","Use for developing plane film images.",{"$f":"table.SpaceClassification[[#This Row],[OmniClass Number]] & \": \" & table.SpaceClassification[[#This Row],[OmniClass Title]]","v":"13-51 24 45: Radiographic Darkroom"},null,null,null,null,"23-13 21 27 15 15","Cavity Drainage Material","23-13 21 27 15 15: Cavity Drainage Material",null,null,21415,"B30 ROOFING","B3010 ROOF COVERINGS","B301006 ROOF OPENINGS AND SUPPORTS","Other","B301006: ROOFING, ROOF COVERINGS, ROOF OPENINGS AND SUPPORTS - Other"]
[null,null,null,"13-51 24 47","Tele-Radiology/Tele-Medicine Room","Space used for electronic transmission of images to and consultation with providers at outside locations.",{"$f":"table.SpaceClassification[[#This Row],[OmniClass Number]] & \": \" & table.SpaceClassification[[#This Row],[OmniClass Title]]","v":"13-51 24 47: Tele-Radiology/Tele-Medicine Room"},null,null,null,null,"23-13 21 27 17","Masonry Joint Materials","23-13 21 27 17: Masonry Joint Materials",null,null,43070,"B30 ROOFING","B3010 ROOF COVERINGS","B301006 ROOF OPENINGS AND SUPPORTS","Unknown","B301006: ROOFING, ROOF COVERINGS, ROOF OPENINGS AND SUPPORTS - Unknown"]
[null,null,null,"13-51 24 49","Viewing/Consultation Room, Diagnostic Imaging","Space used for review of diagnostic images and consultation with other providers, family, and patients.",{"$f":"table.SpaceClassification[[#This Row],[OmniClass Number]] & \": \" & table.SpaceClassification[[#This Row],[OmniClass Title]]","v":"13-51 24 49: Viewing/Consultation Room, Diagnostic Imaging"},null,null,null,null,"23-13 21 27 17 11","Masonry Control Joints","23-13 21 27 17 11: Masonry Control Joints",null,null,30060,"B30 ROOFING","B3010 ROOF COVERINGS","B301006 ROOF OPENINGS AND SUPPORTS","Gravity Ventilator","B301006: ROOFING, ROOF COVERINGS, ROOF OPENINGS AND SUPPORTS - Gravity Ventilator"]
[null,null,null,"13-51 24 51","X-Ray, Mobile C-Arm Alcove","Space used for temporary \"parking\" of mobile x-ray systems.",{"$f":"table.SpaceClassification[[#This Row],[OmniClass Number]] & \": \" & table.SpaceClassification[[#This Row],[OmniClass Title]]","v":"13-51 24 51: X-Ray, Mobile C-Arm Alcove"},null,null,null,null,"23-13 21 27 17 13","Masonry Expansion Joints","23-13 21 27 17 13: Masonry Expansion Joints",null,null,30062,"B30 ROOFING","B3010 ROOF COVERINGS","B301006 ROOF OPENINGS AND SUPPORTS","Gravity Ventilator - 12\" Diameter","B301006: ROOFING, ROOF COVERINGS, ROOF OPENINGS AND SUPPORTS - Gravity Ventilator - 12\" Diameter"]
[null,null,null,"13-51 27 00","Radiation Diagnostic and Therapy Spaces","Spaces used for examination and treatment of patients by devices which primarily use ionizing radiation or its byproducts (such as thallium). This section is limited to systems used for oncology and nuclear medicine.",{"$f":"table.SpaceClassification[[#This Row],[OmniClass Number]] & \": \" & table.SpaceClassification[[#This Row],[OmniClass Title]]","v":"13-51 27 00: Radiation Diagnostic and Therapy Spaces"},null,null,null,null,"23-13 21 27 19","Airbricks","23-13 21 27 19: Airbricks",null,null,30068,"B30 ROOFING","B3010 ROOF COVERINGS","B301006 ROOF OPENINGS AND SUPPORTS","Gravity Ventilator - 12\" x 12\"","B301006: ROOFING, ROOF COVERINGS, ROOF OPENINGS AND SUPPORTS - Gravity Ventilator - 12\" x 12\""]
[null,null,null,"13-51 27 11","Equipment Calibration Space, Radiation Diagnostic and Therapy","Space used for equipment adjustment as part of a nuclear medicine service.",{"$f":"table.SpaceClassification[[#This Row],[OmniClass Number]] & \": \" & table.SpaceClassification[[#This Row],[OmniClass Title]]","v":"13-51 27 11: Equipment Calibration Space, Radiation Diagnostic and Therapy"},null,null,null,null,"23-13 23 11","Mechanical Fasteners","23-13 23 11: Mechanical Fasteners",null,null,30069,"B30 ROOFING","B3010 ROOF COVERINGS","B301006 ROOF OPENINGS AND SUPPORTS","Gravity Ventilator - 12\" x 24\"","B301006: ROOFING, ROOF COVERINGS, ROOF OPENINGS AND SUPPORTS - Gravity Ventilator - 12\" x 24\""]
[null,null,null,"13-51 27 13","Health Physics Laboratory","Space used to calculate safe levels of radiation in various diagnostic and therapeutic procedures.",{"$f":"table.SpaceClassification[[#This Row],[OmniClass Number]] & \": \" & table.SpaceClassification[[#This Row],[OmniClass Title]]","v":"13-51 27 13: Health Physics Laboratory"},null,null,null,null,"23-13 23 11 11","Cast In Anchorages","23-13 23 11 11: Cast In Anchorages",null,null,30070,"B30 ROOFING","B3010 ROOF COVERINGS","B301006 ROOF OPENINGS AND SUPPORTS","Gravity Ventilator - 12\" x 36\"","B301006: ROOFING, ROOF COVERINGS, ROOF OPENINGS AND SUPPORTS - Gravity Ventilator - 12\" x 36\""]
[null,null,null,"13-51 27 15","Linear Accelerator Component Room, Healthcare","Space used for the linear accelerator device which generates radiation Space used in the patient treatment area.",{"$f":"table.SpaceClassification[[#This Row],[OmniClass Number]] & \": \" & table.SpaceClassification[[#This Row],[OmniClass Title]]","v":"13-51 27 15: Linear Accelerator Component Room, Healthcare"},null,null,null,null,"23-13 23 11 11 11","Rail Anchors","23-13 23 11 11 11: Rail Anchors",null,null,30063,"B30 ROOFING","B3010 ROOF COVERINGS","B301006 ROOF OPENINGS AND SUPPORTS","Gravity Ventilator - 18\" Diameter","B301006: ROOFING, ROOF COVERINGS, ROOF OPENINGS AND SUPPORTS - Gravity Ventilator - 18\" Diameter"]
[null,null,null,"13-51 27 17","Linear Accelerator Entrance Maze, Healthcare","Space used for shielding spaces surrounding the entrance to a linear accelerator room from ionizing radiation.",{"$f":"table.SpaceClassification[[#This Row],[OmniClass Number]] & \": \" & table.SpaceClassification[[#This Row],[OmniClass Title]]","v":"13-51 27 17: Linear Accelerator Entrance Maze, Healthcare"},null,null,null,null,"23-13 23 11 11 13","Screw Cases","23-13 23 11 11 13: Screw Cases",null,null,30071,"B30 ROOFING","B3010 ROOF COVERINGS","B301006 ROOF OPENINGS AND SUPPORTS","Gravity Ventilator - 20\" x 72\"","B301006: ROOFING, ROOF COVERINGS, ROOF OPENINGS AND SUPPORTS - Gravity Ventilator - 20\" x 72\""]
[null,null,null,"13-51 27 19","Linear Accelerator Room, Healthcare","Space used for external beam radiation treatments for patients with benign or malignant tumors. May also be associated with Intensity Modulated Radiation Therapy (IMRT), Image Guided Radiation Therapy (IGRT), Stereotactic Radiosurgery (SRS), and Stereotactic Body Radio Therapy (SBRT).",{"$f":"table.SpaceClassification[[#This Row],[OmniClass Number]] & \": \" & table.SpaceClassification[[#This Row],[OmniClass Title]]","v":"13-51 27 19: Linear Accelerator Room, Healthcare"},null,null,null,null,"23-13 23 11 11 15","Anchor Blocks","23-13 23 11 11 15: Anchor Blocks",null,null,30064,"B30 ROOFING","B3010 ROOF COVERINGS","B301006 ROOF OPENINGS AND SUPPORTS","Gravity Ventilator - 24\" Diameter","B301006: ROOFING, ROOF COVERINGS, ROOF OPENINGS AND SUPPORTS - Gravity Ventilator - 24\" Diameter"]
[null,null,null,"13-51 27 21","Linear Accelerator Control Room, Healthcare","Space used for equipment which controls the operation of a linear accelerator and its associated safety devices.",{"$f":"table.SpaceClassification[[#This Row],[OmniClass Number]] & \": \" & table.SpaceClassification[[#This Row],[OmniClass Title]]","v":"13-51 27 21: Linear Accelerator Control Room, Healthcare"},null,null,null,null,"23-13 23 11 11 17","Cast In Anchorages Inserts","23-13 23 11 11 17: Cast In Anchorages Inserts",null,null,30072,"B30 ROOFING","B3010 ROOF COVERINGS","B301006 ROOF OPENINGS AND SUPPORTS","Gravity Ventilator - 24\" x 72\"","B301006: ROOFING, ROOF COVERINGS, ROOF OPENINGS AND SUPPORTS - Gravity Ventilator - 24\" x 72\""]
[null,null,null,"13-51 27 23","Radioactive Waste Storage Room, Healthcare","Space used for storage of medical radioactive waste.",{"$f":"table.SpaceClassification[[#This Row],[OmniClass Number]] & \": \" & table.SpaceClassification[[#This Row],[OmniClass Title]]","v":"13-51 27 23: Radioactive Waste Storage Room, Healthcare"},null,null,null,null,"23-13 23 11 11 17 11","Cast In Anchorages Inserts Adjustable Wedges","23-13 23 11 11 17 11: Cast In Anchorages Inserts Adjustable Wedges",null,null,30065,"B30 ROOFING","B3010 ROOF COVERINGS","B301006 ROOF OPENINGS AND SUPPORTS","Gravity Ventilator - 30\" Diameter","B301006: ROOFING, ROOF COVERINGS, ROOF OPENINGS AND SUPPORTS - Gravity Ventilator - 30\" Diameter"]
[null,null,null,"13-51 27 25","Nuclear Medicine Dose Calibration Space","Space used for the calculation and verification of radioactive injectibles Space used in nuclear medicine testing.",{"$f":"table.SpaceClassification[[#This Row],[OmniClass Number]] & \": \" & table.SpaceClassification[[#This Row],[OmniClass Title]]","v":"13-51 27 25: Nuclear Medicine Dose Calibration Space"},null,null,null,null,"23-13 23 11 11 17 13","Cast In Anchorages Inserts Adjustable Boxes","23-13 23 11 11 17 13: Cast In Anchorages Inserts Adjustable Boxes",null,null,30066,"B30 ROOFING","B3010 ROOF COVERINGS","B301006 ROOF OPENINGS AND SUPPORTS","Gravity Ventilator - 36\" Diameter","B301006: ROOFING, ROOF COVERINGS, ROOF OPENINGS AND SUPPORTS - Gravity Ventilator - 36\" Diameter"]
[null,null,null,"13-51 27 27","Nuclear Medicine Scanning Room","Space used in nuclear medicine for scanning by use of gamma or scintillation cameras of the whole body or portions of the body for use in diagnosis of a variety of conditions.",{"$f":"table.SpaceClassification[[#This Row],[OmniClass Number]] & \": \" & table.SpaceClassification[[#This Row],[OmniClass Title]]","v":"13-51 27 27: Nuclear Medicine Scanning Room"},null,null,null,null,"23-13 23 11 11 17 15","Threaded Cast In Anchorages Inserts ","23-13 23 11 11 17 15: Threaded Cast In Anchorages Inserts ",null,null,30067,"B30 ROOFING","B3010 ROOF COVERINGS","B301006 ROOF OPENINGS AND SUPPORTS","Gravity Ventilator - 42\" Diameter","B301006: ROOFING, ROOF COVERINGS, ROOF OPENINGS AND SUPPORTS - Gravity Ventilator - 42\" Diameter"]
[null,null,null,"13-51 27 29","Nuclear Medicine Patient \"Hot\" Waiting Room","Space used for nuclear medicine patients who have received a radioactive material as part of their treatment or diagnostic routine.",{"$f":"table.SpaceClassification[[#This Row],[OmniClass Number]] & \": \" & table.SpaceClassification[[#This Row],[OmniClass Title]]","v":"13-51 27 29: Nuclear Medicine Patient \"Hot\" Waiting Room"},null,null,null,null,"23-13 23 11 11 19","Dovetail Slots","23-13 23 11 11 19: Dovetail Slots",null,null,30074,"B30 ROOFING","B3010 ROOF COVERINGS","B301006 ROOF OPENINGS AND SUPPORTS","Gravity Ventilator - 48\" x 60\"","B301006: ROOFING, ROOF COVERINGS, ROOF OPENINGS AND SUPPORTS - Gravity Ventilator - 48\" x 60\""]
[null,null,null,"13-51 27 31","Patient Dose/Thyroid Uptake Room","Space used for administration of radiopharmaceuticals by injection or intravenously prior to certain imaging procedures.",{"$f":"table.SpaceClassification[[#This Row],[OmniClass Number]] & \": \" & table.SpaceClassification[[#This Row],[OmniClass Title]]","v":"13-51 27 31: Patient Dose/Thyroid Uptake Room"},null,null,null,null,"23-13 23 11 13","Multi Purpose Mechanical Fasteners","23-13 23 11 13: Multi Purpose Mechanical Fasteners",null,null,30073,"B30 ROOFING","B3010 ROOF COVERINGS","B301006 ROOF OPENINGS AND SUPPORTS","Gravity Ventilator - 48\" x 72\"","B301006: ROOFING, ROOF COVERINGS, ROOF OPENINGS AND SUPPORTS - Gravity Ventilator - 48\" x 72\""]
[null,null,null,"13-51 27 33","Radiation Dosimetry Planning Room","Space used for calculation of radiation dose and duration to be utilized in several different types of radiation therapy systems.",{"$f":"table.SpaceClassification[[#This Row],[OmniClass Number]] & \": \" & table.SpaceClassification[[#This Row],[OmniClass Title]]","v":"13-51 27 33: Radiation Dosimetry Planning Room"},null,null,null,null,"23-13 23 11 13 11","Plugs","23-13 23 11 13 11: Plugs",null,null,30061,"B30 ROOFING","B3010 ROOF COVERINGS","B301006 ROOF OPENINGS AND SUPPORTS","Gravity Ventilator - 6\" Diameter","B301006: ROOFING, ROOF COVERINGS, ROOF OPENINGS AND SUPPORTS - Gravity Ventilator - 6\" Diameter"]
[null,null,null,"13-51 27 35","Radiopharmacy","Space used for the storage, preparation, and dispensing of radiopharmaceuticals.",{"$f":"table.SpaceClassification[[#This Row],[OmniClass Number]] & \": \" & table.SpaceClassification[[#This Row],[OmniClass Title]]","v":"13-51 27 35: Radiopharmacy"},null,null,null,null,"23-13 23 11 13 13","Staples","23-13 23 11 13 13: Staples",null,null,30075,"B30 ROOFING","B3010 ROOF COVERINGS","B301006 ROOF OPENINGS AND SUPPORTS","Gravity Ventilator - 60\" x 72\"","B301006: ROOFING, ROOF COVERINGS, ROOF OPENINGS AND SUPPORTS - Gravity Ventilator - 60\" x 72\""]
[null,null,null,"13-51 27 37","Radium Cart Holding Space","Space used for temporary parking of radium transport carts.",{"$f":"table.SpaceClassification[[#This Row],[OmniClass Number]] & \": \" & table.SpaceClassification[[#This Row],[OmniClass Title]]","v":"13-51 27 37: Radium Cart Holding Space"},null,null,null,null,"23-13 23 11 13 15","Nails","23-13 23 11 13 15: Nails",null,null,30076,"B30 ROOFING","B3010 ROOF COVERINGS","B301006 ROOF OPENINGS AND SUPPORTS","Gravity Ventilator - 72\" x 72\"","B301006: ROOFING, ROOF COVERINGS, ROOF OPENINGS AND SUPPORTS - Gravity Ventilator - 72\" x 72\""]
[null,null,null,"13-51 27 38","Radiation Therapy, Mold Fabrication Shop","Space used for layout and fabrication of specialized masks which shield portions of a patient's body during radiation therapy treatment.",{"$f":"table.SpaceClassification[[#This Row],[OmniClass Number]] & \": \" & table.SpaceClassification[[#This Row],[OmniClass Title]]","v":"13-51 27 38: Radiation Therapy, Mold Fabrication Shop"},null,null,null,null,"23-13 23 11 13 17","Rivets","23-13 23 11 13 17: Rivets",null,null,21417,"B30 ROOFING","B3010 ROOF COVERINGS","B301006 ROOF OPENINGS AND SUPPORTS","Hatches","B301006: ROOFING, ROOF COVERINGS, ROOF OPENINGS AND SUPPORTS - Hatches"]
[null,null,null,"13-51 27 39","Sealed Source Room","Space used for storage and preparation of sealed sources containing radioactive substances used in patient treatment.",{"$f":"table.SpaceClassification[[#This Row],[OmniClass Number]] & \": \" & table.SpaceClassification[[#This Row],[OmniClass Title]]","v":"13-51 27 39: Sealed Source Room"},null,null,null,null,"23-13 23 11 13 19","Screws","23-13 23 11 13 19: Screws",null,null,21416,"B30 ROOFING","B3010 ROOF COVERINGS","B301006 ROOF OPENINGS AND SUPPORTS","Skylights","B301006: ROOFING, ROOF COVERINGS, ROOF OPENINGS AND SUPPORTS - Skylights"]
[null,null,null,"13-51 31 00","Heart and Lung Diagnostic and Treatment Spaces","Spaces used for cardiac and pulmonary function diagnostic and interventional services.",{"$f":"table.SpaceClassification[[#This Row],[OmniClass Number]] & \": \" & table.SpaceClassification[[#This Row],[OmniClass Title]]","v":"13-51 31 00: Heart and Lung Diagnostic and Treatment Spaces"},null,null,null,null,"23-13 23 11 13 21","Bolts and Nuts","23-13 23 11 13 21: Bolts and Nuts",null,null,41071,"B30 ROOFING","B3010 ROOF COVERINGS","B301090 OTHER ROOFING","General","B301090: ROOFING, ROOF COVERINGS, OTHER ROOFING - General"]
[null,null,null,"13-51 31 11","Brachytherapy Room","Space used for treatment of in-stent restenosis by radiating the site of the restenosis, or blocking of an artery at a stent. The procedure starts with an angioplasty in which radioactive isotopes are placed at the site of the blockage. After a few minutes the isotopes are removed.",{"$f":"table.SpaceClassification[[#This Row],[OmniClass Number]] & \": \" & table.SpaceClassification[[#This Row],[OmniClass Title]]","v":"13-51 31 11: Brachytherapy Room"},null,null,null,null,"23-13 23 11 13 23","Threaded Rods and Nuts","23-13 23 11 13 23: Threaded Rods and Nuts",null,null,21408,"B30 ROOFING","B3010 ROOF COVERINGS","B301090 OTHER ROOFING","Other","B301090: ROOFING, ROOF COVERINGS, OTHER ROOFING - Other"]
[null,null,null,"13-51 31 13","Cardiac Catheter Instrument Room","Space used for preparation, cleaning and storage of certain catheterization equipment.",{"$f":"table.SpaceClassification[[#This Row],[OmniClass Number]] & \": \" & table.SpaceClassification[[#This Row],[OmniClass Title]]","v":"13-51 31 13: Cardiac Catheter Instrument Room"},null,null,null,null,"23-13 23 11 13 25","Bandings","23-13 23 11 13 25: Bandings",null,null,43071,"B30 ROOFING","B3010 ROOF COVERINGS","B301090 OTHER ROOFING","Unknown","B301090: ROOFING, ROOF COVERINGS, OTHER ROOFING - Unknown"]
[null,null,null,"13-51 31 15","Cardiac Catheter System Component Room","Space used for electronic and mechanical equipment which supports a cardiac catheterization imaging system.",{"$f":"table.SpaceClassification[[#This Row],[OmniClass Number]] & \": \" & table.SpaceClassification[[#This Row],[OmniClass Title]]","v":"13-51 31 15: Cardiac Catheter System Component Room"},null,null,null,null,"23-13 23 11 15","Structural Mechanical Fasteners in Hardened Concrete and Masonry","23-13 23 11 15: Structural Mechanical Fasteners in Hardened Concrete and Masonry",null,null,30105,"B30 ROOFING","B3010 ROOF COVERINGS","B301090 OTHER ROOFING","Walkway Protection","B301090: ROOFING, ROOF COVERINGS, OTHER ROOFING - Walkway Protection"]
[null,null,null,"13-51 31 17","Cardiac Catheterization Control Room","Space used for operator control of a catheterization imaging system.",{"$f":"table.SpaceClassification[[#This Row],[OmniClass Number]] & \": \" & table.SpaceClassification[[#This Row],[OmniClass Title]]","v":"13-51 31 17: Cardiac Catheterization Control Room"},null,null,null,null,"23-13 23 11 15 11","Expansion Anchors","23-13 23 11 15 11: Expansion Anchors",null,null,41072,"C10 INTERIOR CONSTRUCTION","C1010 PARTITIONS","C101001 FIXED PARTITIONS","General","C101001: INTERIOR CONSTRUCTION, PARTITIONS, FIXED PARTITIONS - General"]
[null,null,null,"13-51 31 19","Cardiac Catheterization Laboratory","Space used for a diagnostic and interventional form of fluoroscopy (cardiac angiogram) in which a catheter is inserted through the arm or groin into the heart.",{"$f":"table.SpaceClassification[[#This Row],[OmniClass Number]] & \": \" & table.SpaceClassification[[#This Row],[OmniClass Title]]","v":"13-51 31 19: Cardiac Catheterization Laboratory"},null,null,null,null,"23-13 23 11 15 13","Undercut Anchors","23-13 23 11 15 13: Undercut Anchors",null,null,21418,"C10 INTERIOR CONSTRUCTION","C1010 PARTITIONS","C101001 FIXED PARTITIONS","Other","C101001: INTERIOR CONSTRUCTION, PARTITIONS, FIXED PARTITIONS - Other"]
[null,null,null,"13-51 31 21","Cardiac Electrophysiology Room","Space used to record the electrical activity and pathways to the heart in order to diagnose and treat irregular rhythms of the heart. The procedure is similar to that employed for cardiac catheterization.",{"$f":"table.SpaceClassification[[#This Row],[OmniClass Number]] & \": \" & table.SpaceClassification[[#This Row],[OmniClass Title]]","v":"13-51 31 21: Cardiac Electrophysiology Room"},null,null,null,null,"23-13 23 11 15 15","Bonded Anchors","23-13 23 11 15 15: Bonded Anchors",null,null,43072,"C10 INTERIOR CONSTRUCTION","C1010 PARTITIONS","C101001 FIXED PARTITIONS","Unknown","C101001: INTERIOR CONSTRUCTION, PARTITIONS, FIXED PARTITIONS - Unknown"]
[null,null,null,"13-51 31 23","Cardiac Testing Room","Space used to conduct a test in which a patient is given an electrocardiogram before and after induction of physical stress. The variation in heart activity between resting and stressed states is evaluated to determine heart condition. This test is closely associated with “thallium stress test” or “cardiolite stress test” in which an “image” of the patient’s heart activity resting and under stress is taken using a nuclear medicine “camera.”",{"$f":"table.SpaceClassification[[#This Row],[OmniClass Number]] & \": \" & table.SpaceClassification[[#This Row],[OmniClass Title]]","v":"13-51 31 23: Cardiac Testing Room"},null,null,null,null,"23-13 23 11 17","Mechanical Fasteners for Metal Structures","23-13 23 11 17: Mechanical Fasteners for Metal Structures",null,null,44001,"C10 INTERIOR CONSTRUCTION","C1010 PARTITIONS","C101001 FIXED PARTITIONS","Security Cage / Wire Mesh","C101001: INTERIOR CONSTRUCTION, PARTITIONS, FIXED PARTITIONS - Security Cage / Wire Mesh"]
[null,null,null,"13-51 31 25","Echocardiograph Room","Space used to perform an ultrasonic examination of the heart by creating two dimensional or three dimensional real-time images.",{"$f":"table.SpaceClassification[[#This Row],[OmniClass Number]] & \": \" & table.SpaceClassification[[#This Row],[OmniClass Title]]","v":"13-51 31 25: Echocardiograph Room"},null,null,null,null,"23-13 23 11 19","Mechanical Fasteners for Wood Structures","23-13 23 11 19: Mechanical Fasteners for Wood Structures",null,null,30159,"C10 INTERIOR CONSTRUCTION","C1010 PARTITIONS","C101001 FIXED PARTITIONS","Wall - Brick","C101001: INTERIOR CONSTRUCTION, PARTITIONS, FIXED PARTITIONS - Wall - Brick"]
[null,null,null,"13-51 31 27","EKG Testing Room","Space used for a non-invasive test which measures electrical activity of the heart to diagnose underlying conditions of the heart. The electrocardiogram test strip is interpreted by looking for characteristic waveform patterns.",{"$f":"table.SpaceClassification[[#This Row],[OmniClass Number]] & \": \" & table.SpaceClassification[[#This Row],[OmniClass Title]]","v":"13-51 31 27: EKG Testing Room"},null,null,null,null,"23-13 23 11 19 11","Nail Plates","23-13 23 11 19 11: Nail Plates",null,null,21422,"C10 INTERIOR CONSTRUCTION","C1010 PARTITIONS","C101001 FIXED PARTITIONS","Wall - Concrete Block","C101001: INTERIOR CONSTRUCTION, PARTITIONS, FIXED PARTITIONS - Wall - Concrete Block"]
[null,null,null,"13-51 31 29","Extended Pulmonary Function Testing Laboratory","Space used to conduct a wide range of tests of the pulmonary system.",{"$f":"table.SpaceClassification[[#This Row],[OmniClass Number]] & \": \" & table.SpaceClassification[[#This Row],[OmniClass Title]]","v":"13-51 31 29: Extended Pulmonary Function Testing Laboratory"},null,null,null,null,"23-13 23 11 19 13","Wood Connectors","23-13 23 11 19 13: Wood Connectors",null,null,21421,"C10 INTERIOR CONSTRUCTION","C1010 PARTITIONS","C101001 FIXED PARTITIONS","Wall - Drywall w/Stud Framing","C101001: INTERIOR CONSTRUCTION, PARTITIONS, FIXED PARTITIONS - Wall - Drywall w/Stud Framing"]
[null,null,null,"13-51 31 31","Microvascular Laboratory","Space used for the diagnosis and treatment of the finer blood vessels as opposed to macrovascular laboratory which is concerned with the major vessels. Modalities may include traditional surgery and laser surgery.",{"$f":"table.SpaceClassification[[#This Row],[OmniClass Number]] & \": \" & table.SpaceClassification[[#This Row],[OmniClass Title]]","v":"13-51 31 31: Microvascular Laboratory"},null,null,null,null,"23-13 23 11 19 15","Framing Anchors","23-13 23 11 19 15: Framing Anchors",null,null,30161,"C10 INTERIOR CONSTRUCTION","C1010 PARTITIONS","C101001 FIXED PARTITIONS","Wall - Glass Block","C101001: INTERIOR CONSTRUCTION, PARTITIONS, FIXED PARTITIONS - Wall - Glass Block"]
[null,null,null,"13-51 31 33","Pacemaker ICD Interrogation Room","Space used for “reading” performance parameters from an implantatable cardioverter defibrillator (ICD) or a pacemaker.",{"$f":"table.SpaceClassification[[#This Row],[OmniClass Number]] & \": \" & table.SpaceClassification[[#This Row],[OmniClass Title]]","v":"13-51 31 33: Pacemaker ICD Interrogation Room"},null,null,null,null,"23-13 23 11 21","Mechanical Fasteners for Glass Structures","23-13 23 11 21: Mechanical Fasteners for Glass Structures",null,null,30162,"C10 INTERIOR CONSTRUCTION","C1010 PARTITIONS","C101001 FIXED PARTITIONS","Wall - Glass Curtain Wall","C101001: INTERIOR CONSTRUCTION, PARTITIONS, FIXED PARTITIONS - Wall - Glass Curtain Wall"]
[null,null,null,"13-51 31 35","Pacemaker/Holter Monitor Room","Space used to connect a patient to a portable electrocardiogram machine (Holter Monitor) which the patient wears for 24 hours and to read the results of the test.",{"$f":"table.SpaceClassification[[#This Row],[OmniClass Number]] & \": \" & table.SpaceClassification[[#This Row],[OmniClass Title]]","v":"13-51 31 35: Pacemaker/Holter Monitor Room"},null,null,null,null,"23-13 23 13","Welded Joint Products","23-13 23 13: Welded Joint Products",null,null,21423,"C10 INTERIOR CONSTRUCTION","C1010 PARTITIONS","C101001 FIXED PARTITIONS","Wall - Glazed Tile","C101001: INTERIOR CONSTRUCTION, PARTITIONS, FIXED PARTITIONS - Wall - Glazed Tile"]
[null,null,null,"13-51 31 37","Procedure Viewing Area","Space used for observation of invasive cardiology procedures done in a catheterization laboratory.",{"$f":"table.SpaceClassification[[#This Row],[OmniClass Number]] & \": \" & table.SpaceClassification[[#This Row],[OmniClass Title]]","v":"13-51 31 37: Procedure Viewing Area"},null,null,null,null,"23-13 23 13 11","Soldering Products","23-13 23 13 11: Soldering Products",null,null,21420,"C10 INTERIOR CONSTRUCTION","C1010 PARTITIONS","C101001 FIXED PARTITIONS","Wall - Plaster w/Stud Framing","C101001: INTERIOR CONSTRUCTION, PARTITIONS, FIXED PARTITIONS - Wall - Plaster w/Stud Framing"]
[null,null,null,"13-51 31 39","Pulmonary Function Testing Laboratory","Space used for a limited battery of tests of patients who are suspected of having lung or airway system condition by pulmonary medicine providers.",{"$f":"table.SpaceClassification[[#This Row],[OmniClass Number]] & \": \" & table.SpaceClassification[[#This Row],[OmniClass Title]]","v":"13-51 31 39: Pulmonary Function Testing Laboratory"},null,null,null,null,"23-13 23 13 13","Brazing Products","23-13 23 13 13: Brazing Products",null,null,30185,"C10 INTERIOR CONSTRUCTION","C1010 PARTITIONS","C101002 DEMOUNTABLE PARTITIONS","General","C101002: INTERIOR CONSTRUCTION, PARTITIONS, DEMOUNTABLE PARTITIONS - General"]
[null,null,null,"13-51 31 40","Pulmonary Function Treadmill Room","Space used by the patient for physical exercise during which the patient’s pulmonary function and response of gaseous exchange is measured and later analyzed.",{"$f":"table.SpaceClassification[[#This Row],[OmniClass Number]] & \": \" & table.SpaceClassification[[#This Row],[OmniClass Title]]","v":"13-51 31 40: Pulmonary Function Treadmill Room"},null,null,null,null,"23-13 23 13 15","Welding Products","23-13 23 13 15: Welding Products",null,null,42073,"C10 INTERIOR CONSTRUCTION","C1010 PARTITIONS","C101002 DEMOUNTABLE PARTITIONS","Other","C101002: INTERIOR CONSTRUCTION, PARTITIONS, DEMOUNTABLE PARTITIONS - Other"]
[null,null,null,"13-51 31 41","Pulmonary Screening Room","Space used for initial screening of patients by pulmonary medicine providers.",{"$f":"table.SpaceClassification[[#This Row],[OmniClass Number]] & \": \" & table.SpaceClassification[[#This Row],[OmniClass Title]]","v":"13-51 31 41: Pulmonary Screening Room"},null,null,null,null,"23-13 23 15","Adhesives","23-13 23 15: Adhesives",null,null,43073,"C10 INTERIOR CONSTRUCTION","C1010 PARTITIONS","C101002 DEMOUNTABLE PARTITIONS","Unknown","C101002: INTERIOR CONSTRUCTION, PARTITIONS, DEMOUNTABLE PARTITIONS - Unknown"]
[null,null,null,"13-51 31 43","Respiratory Inhalation Cubicle","Space used for administration of oxygen to ambulatory patients to promote healing.",{"$f":"table.SpaceClassification[[#This Row],[OmniClass Number]] & \": \" & table.SpaceClassification[[#This Row],[OmniClass Title]]","v":"13-51 31 43: Respiratory Inhalation Cubicle"},null,null,null,null,"23-13 23 15 11","Natural Adhesives and Glues","23-13 23 15 11: Natural Adhesives and Glues",null,null,30187,"C10 INTERIOR CONSTRUCTION","C1010 PARTITIONS","C101003 RETRACTABLE PARTITIONS","General","C101003: INTERIOR CONSTRUCTION, PARTITIONS, RETRACTABLE PARTITIONS - General"]
[null,null,null,"13-51 31 45","Respiratory Therapy Clean-up Room","Space used for decontamination and cleaning of respiratory therapy equipment.",{"$f":"table.SpaceClassification[[#This Row],[OmniClass Number]] & \": \" & table.SpaceClassification[[#This Row],[OmniClass Title]]","v":"13-51 31 45: Respiratory Therapy Clean-up Room"},null,null,null,null,"23-13 23 15 13","Synthetic Adhesives","23-13 23 15 13: Synthetic Adhesives",null,null,42074,"C10 INTERIOR CONSTRUCTION","C1010 PARTITIONS","C101003 RETRACTABLE PARTITIONS","Other","C101003: INTERIOR CONSTRUCTION, PARTITIONS, RETRACTABLE PARTITIONS - Other"]
[null,null,null,"13-51 31 47","Spirometry Test Room","Space used for performing spirometry tests as a part of pulmonary medicine service.",{"$f":"table.SpaceClassification[[#This Row],[OmniClass Number]] & \": \" & table.SpaceClassification[[#This Row],[OmniClass Title]]","v":"13-51 31 47: Spirometry Test Room"},null,null,null,null,"23-13 23 15 15","Sound Proofing Adhesive","23-13 23 15 15: Sound Proofing Adhesive",null,null,43074,"C10 INTERIOR CONSTRUCTION","C1010 PARTITIONS","C101003 RETRACTABLE PARTITIONS","Unknown","C101003: INTERIOR CONSTRUCTION, PARTITIONS, RETRACTABLE PARTITIONS - Unknown"]
[null,null,null,"13-51 31 49","Stress Echocardiograph Room","Space used to perform an echocardiogram (sonogram) during which the heart is placed under physical stress.",{"$f":"table.SpaceClassification[[#This Row],[OmniClass Number]] & \": \" & table.SpaceClassification[[#This Row],[OmniClass Title]]","v":"13-51 31 49: Stress Echocardiograph Room"},null,null,null,null,"23-13 23 17","General Purpose Tape","23-13 23 17: General Purpose Tape",null,null,41075,"C10 INTERIOR CONSTRUCTION","C1010 PARTITIONS","C101004 INTERIOR GUARDRAILS & SCREENS","General","C101004: INTERIOR CONSTRUCTION, PARTITIONS, INTERIOR GUARDRAILS & SCREENS - General"]
[null,null,null,"13-51 31 51","Stress Testing Treadmill Room","Space used to conduct cardiac stress tests in which an electrocardiogram is made while the patient rests and then the patient is stressed by walking on a treadmill. The test is Space used to determine how the heart reacts to exertion and to detect abnormal heart rhythms or ischemia.",{"$f":"table.SpaceClassification[[#This Row],[OmniClass Number]] & \": \" & table.SpaceClassification[[#This Row],[OmniClass Title]]","v":"13-51 31 51: Stress Testing Treadmill Room"},null,null,null,null,"23-13 23 19","Joint Fillers, Sealants, and Mastics","23-13 23 19: Joint Fillers, Sealants, and Mastics",null,null,42075,"C10 INTERIOR CONSTRUCTION","C1010 PARTITIONS","C101004 INTERIOR GUARDRAILS & SCREENS","Other","C101004: INTERIOR CONSTRUCTION, PARTITIONS, INTERIOR GUARDRAILS & SCREENS - Other"]
[null,null,null,"13-51 31 53","Transesophageal Echocardiography Room","Space used for performing an echocardiograph (a form of sonogram) in which the specialized probe is passed thru the mouth and esophagus of the patient.",{"$f":"table.SpaceClassification[[#This Row],[OmniClass Number]] & \": \" & table.SpaceClassification[[#This Row],[OmniClass Title]]","v":"13-51 31 53: Transesophageal Echocardiography Room"},null,null,null,null,"23-13 23 19 11","Joint Fillers","23-13 23 19 11: Joint Fillers",null,null,43075,"C10 INTERIOR CONSTRUCTION","C1010 PARTITIONS","C101004 INTERIOR GUARDRAILS & SCREENS","Unknown","C101004: INTERIOR CONSTRUCTION, PARTITIONS, INTERIOR GUARDRAILS & SCREENS - Unknown"]
[null,null,null,"13-51 34 00","General Diagnostic Procedure and Treatment Spaces","Spaces used by multiple medical services for specific diagnostic and treatment functions which are typically exclusive to those services.",{"$f":"table.SpaceClassification[[#This Row],[OmniClass Number]] & \": \" & table.SpaceClassification[[#This Row],[OmniClass Title]]","v":"13-51 34 00: General Diagnostic Procedure and Treatment Spaces"},null,null,null,null,"23-13 23 19 11 11","Backer Rods","23-13 23 19 11 11: Backer Rods",null,null,30307,"C10 INTERIOR CONSTRUCTION","C1010 PARTITIONS","C101004 INTERIOR GUARDRAILS & SCREENS","Guardrail","C101004: INTERIOR CONSTRUCTION, PARTITIONS, INTERIOR GUARDRAILS & SCREENS - Guardrail"]
[null,null,null,"13-51 34 11","Allergen Preparation Space","Space used to compound a formulated preparation for oral administration and ingestion containing an immunotherapeutically active amount of at least one allergen.",{"$f":"table.SpaceClassification[[#This Row],[OmniClass Number]] & \": \" & table.SpaceClassification[[#This Row],[OmniClass Title]]","v":"13-51 34 11: Allergen Preparation Space"},null,null,null,null,"23-13 23 19 13","Putties","23-13 23 19 13: Putties",null,null,30186,"C10 INTERIOR CONSTRUCTION","C1010 PARTITIONS","C101004 INTERIOR GUARDRAILS & SCREENS","Wall Screen","C101004: INTERIOR CONSTRUCTION, PARTITIONS, INTERIOR GUARDRAILS & SCREENS - Wall Screen"]
[null,null,null,"13-51 34 13","Allergy Injection Room","Space used for administration of compounded allergens by injection.",{"$f":"table.SpaceClassification[[#This Row],[OmniClass Number]] & \": \" & table.SpaceClassification[[#This Row],[OmniClass Title]]","v":"13-51 34 13: Allergy Injection Room"},null,null,null,null,"23-13 23 19 15","Construction Sealants","23-13 23 19 15: Construction Sealants",null,null,41076,"C10 INTERIOR CONSTRUCTION","C1010 PARTITIONS","C101005 INTERIOR WINDOWS","General","C101005: INTERIOR CONSTRUCTION, PARTITIONS, INTERIOR WINDOWS - General"]
[null,null,null,"13-51 34 15","Allergy Skin Testing","Space used for application of various agents to the bare skin in order to determine source of allergies.",{"$f":"table.SpaceClassification[[#This Row],[OmniClass Number]] & \": \" & table.SpaceClassification[[#This Row],[OmniClass Title]]","v":"13-51 34 15: Allergy Skin Testing"},null,null,null,null,"23-13 23 19 15 11","Elastomeric Construction Sealants","23-13 23 19 15 11: Elastomeric Construction Sealants",null,null,42076,"C10 INTERIOR CONSTRUCTION","C1010 PARTITIONS","C101005 INTERIOR WINDOWS","Other","C101005: INTERIOR CONSTRUCTION, PARTITIONS, INTERIOR WINDOWS - Other"]
[null,null,null,"13-51 34 17","Antepartum Testing (NST) Room","Space used to determine and control the causes of fetal distress in the antepartum (before labor) period. A variety of tests may used including nonstress test (NST), biophysical profile, and contraction stress test (CST).",{"$f":"table.SpaceClassification[[#This Row],[OmniClass Number]] & \": \" & table.SpaceClassification[[#This Row],[OmniClass Title]]","v":"13-51 34 17: Antepartum Testing (NST) Room"},null,null,null,null,"23-13 23 19 15 13","Rigid Construction Sealants","23-13 23 19 15 13: Rigid Construction Sealants",null,null,43076,"C10 INTERIOR CONSTRUCTION","C1010 PARTITIONS","C101005 INTERIOR WINDOWS","Unknown","C101005: INTERIOR CONSTRUCTION, PARTITIONS, INTERIOR WINDOWS - Unknown"]
[null,null,null,"13-51 34 19","Biofeedback Treatment Control/Office","Space used for technician control of biofeedback treatment and for related administrative work.",{"$f":"table.SpaceClassification[[#This Row],[OmniClass Number]] & \": \" & table.SpaceClassification[[#This Row],[OmniClass Title]]","v":"13-51 34 19: Biofeedback Treatment Control/Office"},null,null,null,null,"23-13 23 19 15 15","Sanitary Construction Sealants","23-13 23 19 15 15: Sanitary Construction Sealants",null,null,21419,"C10 INTERIOR CONSTRUCTION","C1010 PARTITIONS","C101005 INTERIOR WINDOWS","Interior Windows","C101005: INTERIOR CONSTRUCTION, PARTITIONS, INTERIOR WINDOWS - Interior Windows"]
[null,null,null,"13-51 34 21","Biofeedback Treatment Room","Space used for development of patient self-awareness through the use of a variety of physiological and vital signs monitors which help the patient apply control to otherwise autonomous functions. The monitoring systems may include electromyography systems, automated sphygmomanometers, neuro-processors and polygraphs.",{"$f":"table.SpaceClassification[[#This Row],[OmniClass Number]] & \": \" & table.SpaceClassification[[#This Row],[OmniClass Title]]","v":"13-51 34 21: Biofeedback Treatment Room"},null,null,null,null,"23-13 23 19 15 17","Chemical Resistant Construction Sealants","23-13 23 19 15 17: Chemical Resistant Construction Sealants",null,null,44002,"C10 INTERIOR CONSTRUCTION","C1010 PARTITIONS","C101005 INTERIOR WINDOWS","Metal Rollup / Coiling Grille","C101005: INTERIOR CONSTRUCTION, PARTITIONS, INTERIOR WINDOWS - Metal Rollup / Coiling Grille"]
[null,null,null,"13-51 34 23","Cast and Splint Room","Space used for the placement of casts and splints on patients with orthopedic injury.",{"$f":"table.SpaceClassification[[#This Row],[OmniClass Number]] & \": \" & table.SpaceClassification[[#This Row],[OmniClass Title]]","v":"13-51 34 23: Cast and Splint Room"},null,null,null,null,"23-13 23 19 15 19","Water Immersed Construction Sealants","23-13 23 19 15 19: Water Immersed Construction Sealants",null,null,41077,"C10 INTERIOR CONSTRUCTION","C1010 PARTITIONS","C101006 GLAZED PARTITIONS & STOREFRONTS","General","C101006: INTERIOR CONSTRUCTION, PARTITIONS, GLAZED PARTITIONS & STOREFRONTS - General"]
[null,null,null,"13-51 34 25","Chemotherapy Treatment Room","Space used for infusion of chemotherapy drugs to one or more patients.",{"$f":"table.SpaceClassification[[#This Row],[OmniClass Number]] & \": \" & table.SpaceClassification[[#This Row],[OmniClass Title]]","v":"13-51 34 25: Chemotherapy Treatment Room"},null,null,null,null,"23-13 23 19 17","Preformed Joint Seals","23-13 23 19 17: Preformed Joint Seals",null,null,42077,"C10 INTERIOR CONSTRUCTION","C1010 PARTITIONS","C101006 GLAZED PARTITIONS & STOREFRONTS","Other","C101006: INTERIOR CONSTRUCTION, PARTITIONS, GLAZED PARTITIONS & STOREFRONTS - Other"]
[null,null,null,"13-51 34 27","Dermatology Cryotherapy Space","Space used for removal of a variety of benign and malignant lesions by use of a substance such as liquid nitrogen kept at an extremely low temperature.",{"$f":"table.SpaceClassification[[#This Row],[OmniClass Number]] & \": \" & table.SpaceClassification[[#This Row],[OmniClass Title]]","v":"13-51 34 27: Dermatology Cryotherapy Space"},null,null,null,null,"23-13 23 19 17 11","Compression Seals","23-13 23 19 17 11: Compression Seals",null,null,43077,"C10 INTERIOR CONSTRUCTION","C1010 PARTITIONS","C101006 GLAZED PARTITIONS & STOREFRONTS","Unknown","C101006: INTERIOR CONSTRUCTION, PARTITIONS, GLAZED PARTITIONS & STOREFRONTS - Unknown"]
[null,null,null,"13-51 34 29","Dermatology Procedure Room","Space used for invasive and non-invasive procedures to ameliorate or correct conditions of the skin, hair, nails, oral cavity, and genitals. May be used for Moh’s surgery.",{"$f":"table.SpaceClassification[[#This Row],[OmniClass Number]] & \": \" & table.SpaceClassification[[#This Row],[OmniClass Title]]","v":"13-51 34 29: Dermatology Procedure Room"},null,null,null,null,"23-13 23 19 17 13","Joint Gaskets","23-13 23 19 17 13: Joint Gaskets",null,null,41078,"C10 INTERIOR CONSTRUCTION","C1010 PARTITIONS","C101007 INTERIOR GLAZING","General","C101007: INTERIOR CONSTRUCTION, PARTITIONS, INTERIOR GLAZING - General"]
[null,null,null,"13-51 34 31","Dialysis Clean Equipment Preparation Room","Space used for packaging clean dialysis equipment and preparing it for subsequent uses.",{"$f":"table.SpaceClassification[[#This Row],[OmniClass Number]] & \": \" & table.SpaceClassification[[#This Row],[OmniClass Title]]","v":"13-51 34 31: Dialysis Clean Equipment Preparation Room"},null,null,null,null,"23-13 23 21","Ropes, Wires, and Cables","23-13 23 21: Ropes, Wires, and Cables",null,null,42078,"C10 INTERIOR CONSTRUCTION","C1010 PARTITIONS","C101007 INTERIOR GLAZING","Other","C101007: INTERIOR CONSTRUCTION, PARTITIONS, INTERIOR GLAZING - Other"]
[null,null,null,"13-51 34 33","Dialysis Soiled Equipment Processing","Space used for decontamination and cleaning of dialysis equipment prior to its being prepared for subsequent use.",{"$f":"table.SpaceClassification[[#This Row],[OmniClass Number]] & \": \" & table.SpaceClassification[[#This Row],[OmniClass Title]]","v":"13-51 34 33: Dialysis Soiled Equipment Processing"},null,null,null,null,"23-13 23 21 11","Ropes","23-13 23 21 11: Ropes",null,null,43078,"C10 INTERIOR CONSTRUCTION","C1010 PARTITIONS","C101007 INTERIOR GLAZING","Unknown","C101007: INTERIOR CONSTRUCTION, PARTITIONS, INTERIOR GLAZING - Unknown"]
[null,null,null,"13-51 34 35","Dialysis Training Room","Space used for training of dialysis patients and their caregivers in various dialysis techniques.",{"$f":"table.SpaceClassification[[#This Row],[OmniClass Number]] & \": \" & table.SpaceClassification[[#This Row],[OmniClass Title]]","v":"13-51 34 35: Dialysis Training Room"},null,null,null,null,"23-13 23 21 13","Wires","23-13 23 21 13: Wires",null,null,41079,"C10 INTERIOR CONSTRUCTION","C1010 PARTITIONS","C101008 INTERIOR JOINT SEALANT","General","C101008: INTERIOR CONSTRUCTION, PARTITIONS, INTERIOR JOINT SEALANT - General"]
[null,null,null,"13-51 34 37","EEG Exam Room","Space used for the diagnosis of epilepsy, seizures, sleep disorders, and related conditions by recording electrical signals of the brain.",{"$f":"table.SpaceClassification[[#This Row],[OmniClass Number]] & \": \" & table.SpaceClassification[[#This Row],[OmniClass Title]]","v":"13-51 34 37: EEG Exam Room"},null,null,null,null,"23-13 23 21 15","Cables","23-13 23 21 15: Cables",null,null,42079,"C10 INTERIOR CONSTRUCTION","C1010 PARTITIONS","C101008 INTERIOR JOINT SEALANT","Other","C101008: INTERIOR CONSTRUCTION, PARTITIONS, INTERIOR JOINT SEALANT - Other"]
[null,null,null,"13-51 34 39","EEG Instrument and Work Room","Space used for monitoring equipment and technician workspace in a sleep study laboratory.",{"$f":"table.SpaceClassification[[#This Row],[OmniClass Number]] & \": \" & table.SpaceClassification[[#This Row],[OmniClass Title]]","v":"13-51 34 39: EEG Instrument and Work Room"},null,null,null,null,"23-13 25 11","Fireproofing","23-13 25 11: Fireproofing",null,null,43079,"C10 INTERIOR CONSTRUCTION","C1010 PARTITIONS","C101008 INTERIOR JOINT SEALANT","Unknown","C101008: INTERIOR CONSTRUCTION, PARTITIONS, INTERIOR JOINT SEALANT - Unknown"]
[null,null,null,"13-51 34 41","EEG/Sleep Study Monitoring Room","Space used for conducting sleep studies with an electroencephalograph machine.",{"$f":"table.SpaceClassification[[#This Row],[OmniClass Number]] & \": \" & table.SpaceClassification[[#This Row],[OmniClass Title]]","v":"13-51 34 41: EEG/Sleep Study Monitoring Room"},null,null,null,null,"23-13 25 11 11","Board Fireproofing","23-13 25 11 11: Board Fireproofing",null,null,41080,"C10 INTERIOR CONSTRUCTION","C1010 PARTITIONS","C101090 OTHER PARTITIONS","General","C101090: INTERIOR CONSTRUCTION, PARTITIONS, OTHER PARTITIONS - General"]
[null,null,null,"13-51 34 43","Electromyography Room","Space used to conduct electromyograms (EMG) which detect electrical activity in the muscles. The test is used to diagnose the cause of unexplained muscle weakness including muscular dystrophy, inflammation, pinched nerves, amyotrophic lateral sclerosis (ALS), myasthenia gravis, disc herniation, etc.",{"$f":"table.SpaceClassification[[#This Row],[OmniClass Number]] & \": \" & table.SpaceClassification[[#This Row],[OmniClass Title]]","v":"13-51 34 43: Electromyography Room"},null,null,null,null,"23-13 25 11 11 11","Calcium Silicate Board Fireproofing","23-13 25 11 11 11: Calcium Silicate Board Fireproofing",null,null,42080,"C10 INTERIOR CONSTRUCTION","C1010 PARTITIONS","C101090 OTHER PARTITIONS","Other","C101090: INTERIOR CONSTRUCTION, PARTITIONS, OTHER PARTITIONS - Other"]
[null,null,null,"13-51 34 45","ENT Procedure Room","This room accommodates equipment used for instrumental evaluation and treatment including larygoscopy, stroboscopy, fiberoptic endoscopy (FEES), surface electromyography (SEMG), cervical auscultation, respiration and swallow coordination assessment, manometry, and digital imaging equipment to view radiology images. This room is also used for tracheo-esophageal puncture voice prosthesis fitting procedures.",{"$f":"table.SpaceClassification[[#This Row],[OmniClass Number]] & \": \" & table.SpaceClassification[[#This Row],[OmniClass Title]]","v":"13-51 34 45: ENT Procedure Room"},null,null,null,null,"23-13 25 11 11 13","Slag Fiberboard Fireproofing","23-13 25 11 11 13: Slag Fiberboard Fireproofing",null,null,43080,"C10 INTERIOR CONSTRUCTION","C1010 PARTITIONS","C101090 OTHER PARTITIONS","Unknown","C101090: INTERIOR CONSTRUCTION, PARTITIONS, OTHER PARTITIONS - Unknown"]
[null,null,null,"13-51 34 47","Evoked Potential Response Room","Space used to conduct visual evoked response (VER), visual evoked potential (VEP), auditory brain evoked response (ABER), auditory brain evoked potential (ABEP), somatosensory evoked response (SSER), or somatosensory evoked potential (SSEP) studies for multiple sclerosis, other neurological diseases, or with damaged optic nerves and eyes.",{"$f":"table.SpaceClassification[[#This Row],[OmniClass Number]] & \": \" & table.SpaceClassification[[#This Row],[OmniClass Title]]","v":"13-51 34 47: Evoked Potential Response Room"},null,null,null,null,"23-13 25 11 13","Blanket Fireproofing","23-13 25 11 13: Blanket Fireproofing",null,null,35004,"C10 INTERIOR CONSTRUCTION","C1020 INTERIOR DOORS","C102001 STANDARD INTERIOR DOORS","General","C102001: INTERIOR CONSTRUCTION, INTERIOR DOORS, STANDARD INTERIOR DOORS - General"]
[null,null,null,"13-51 34 49","General Purpose Dirty Treatment Room","Space used for minor medical or surgical treatments which result in excretions of substances which pose a risk of contamination, but  which do not require a special level of sterility.",{"$f":"table.SpaceClassification[[#This Row],[OmniClass Number]] & \": \" & table.SpaceClassification[[#This Row],[OmniClass Title]]","v":"13-51 34 49: General Purpose Dirty Treatment Room"},null,null,null,null,"23-13 25 11 13 11","Blanket Fireproofing Smoke Containment Barriers","23-13 25 11 13 11: Blanket Fireproofing Smoke Containment Barriers",null,null,42081,"C10 INTERIOR CONSTRUCTION","C1020 INTERIOR DOORS","C102001 STANDARD INTERIOR DOORS","Other","C102001: INTERIOR CONSTRUCTION, INTERIOR DOORS, STANDARD INTERIOR DOORS - Other"]
[null,null,null,"13-51 34 51","Immunization Room","Space used for administration of vaccines and other prophylactic substances, generally by injection.",{"$f":"table.SpaceClassification[[#This Row],[OmniClass Number]] & \": \" & table.SpaceClassification[[#This Row],[OmniClass Title]]","v":"13-51 34 51: Immunization Room"},null,null,null,null,"23-13 25 11 15","Fireproofing Coatings","23-13 25 11 15: Fireproofing Coatings",null,null,43081,"C10 INTERIOR CONSTRUCTION","C1020 INTERIOR DOORS","C102001 STANDARD INTERIOR DOORS","Unknown","C102001: INTERIOR CONSTRUCTION, INTERIOR DOORS, STANDARD INTERIOR DOORS - Unknown"]
[null,null,null,"13-51 34 53","Infectious Disease Decontamination Shower","Space used to shower patients and/or healthcare workers who may have come in contact with certain toxic substances or particulate radiation.",{"$f":"table.SpaceClassification[[#This Row],[OmniClass Number]] & \": \" & table.SpaceClassification[[#This Row],[OmniClass Title]]","v":"13-51 34 53: Infectious Disease Decontamination Shower"},null,null,null,null,"23-13 25 11 15 11","Cement Aggregate Fireproofing","23-13 25 11 15 11: Cement Aggregate Fireproofing",null,null,21623,"C10 INTERIOR CONSTRUCTION","C1020 INTERIOR DOORS","C102001 STANDARD INTERIOR DOORS","Metal Door","C102001: INTERIOR CONSTRUCTION, INTERIOR DOORS, STANDARD INTERIOR DOORS - Metal Door"]
[null,null,null,"13-51 34 55","Infectious Disease Decontamination Suite","Space used to decontaminate persons who have come in contact with persons who have or may have an infectious disease.",{"$f":"table.SpaceClassification[[#This Row],[OmniClass Number]] & \": \" & table.SpaceClassification[[#This Row],[OmniClass Title]]","v":"13-51 34 55: Infectious Disease Decontamination Suite"},null,null,null,null,"23-13 25 11 15 13","Cementitious Fireproofing","23-13 25 11 15 13: Cementitious Fireproofing",null,null,21425,"C10 INTERIOR CONSTRUCTION","C1020 INTERIOR DOORS","C102001 STANDARD INTERIOR DOORS","Wood Door/Metal Frame","C102001: INTERIOR CONSTRUCTION, INTERIOR DOORS, STANDARD INTERIOR DOORS - Wood Door/Metal Frame"]
[null,null,null,"13-51 34 57","Life Support Unit Room","Space used for the emergent care of patients who are at immediate risk of loss of life or serious disability such as loss of limb.",{"$f":"table.SpaceClassification[[#This Row],[OmniClass Number]] & \": \" & table.SpaceClassification[[#This Row],[OmniClass Title]]","v":"13-51 34 57: Life Support Unit Room"},null,null,null,null,"23-13 25 11 15 15","Foamed Magnesium Oxychloride Fireproofing","23-13 25 11 15 15: Foamed Magnesium Oxychloride Fireproofing",null,null,21426,"C10 INTERIOR CONSTRUCTION","C1020 INTERIOR DOORS","C102001 STANDARD INTERIOR DOORS","Wood Door/Wood Frame","C102001: INTERIOR CONSTRUCTION, INTERIOR DOORS, STANDARD INTERIOR DOORS - Wood Door/Wood Frame"]
[null,null,null,"13-51 34 61","OB/GYN Treatment Room","Space used for the examination and treatment of reproductive organs and conditions of women.",{"$f":"table.SpaceClassification[[#This Row],[OmniClass Number]] & \": \" & table.SpaceClassification[[#This Row],[OmniClass Title]]","v":"13-51 34 61: OB/GYN Treatment Room"},null,null,null,null,"23-13 25 11 15 17","Intumescent Mastic Fireproofing","23-13 25 11 15 17: Intumescent Mastic Fireproofing",null,null,30188,"C10 INTERIOR CONSTRUCTION","C1020 INTERIOR DOORS","C102002 GLAZED INTERIOR DOORS","General","C102002: INTERIOR CONSTRUCTION, INTERIOR DOORS, GLAZED INTERIOR DOORS - General"]
[null,null,null,"13-51 34 63","Patient Observation and Treatment Room","Space used for patients who require a combination of treatment and a period of observation pre or post treatment.",{"$f":"table.SpaceClassification[[#This Row],[OmniClass Number]] & \": \" & table.SpaceClassification[[#This Row],[OmniClass Title]]","v":"13-51 34 63: Patient Observation and Treatment Room"},null,null,null,null,"23-13 25 11 15 19","Magnesium Cement Fireproofing","23-13 25 11 15 19: Magnesium Cement Fireproofing",null,null,42082,"C10 INTERIOR CONSTRUCTION","C1020 INTERIOR DOORS","C102002 GLAZED INTERIOR DOORS","Other","C102002: INTERIOR CONSTRUCTION, INTERIOR DOORS, GLAZED INTERIOR DOORS - Other"]
[null,null,null,"13-51 34 65","Pentamidine Treatment Room","Space used for the administration of pentamidine to patients with suppressed immune systems.",{"$f":"table.SpaceClassification[[#This Row],[OmniClass Number]] & \": \" & table.SpaceClassification[[#This Row],[OmniClass Title]]","v":"13-51 34 65: Pentamidine Treatment Room"},null,null,null,null,"23-13 25 11 15 21","Mineral Fiber Cementitious Fireproofing","23-13 25 11 15 21: Mineral Fiber Cementitious Fireproofing",null,null,43082,"C10 INTERIOR CONSTRUCTION","C1020 INTERIOR DOORS","C102002 GLAZED INTERIOR DOORS","Unknown","C102002: INTERIOR CONSTRUCTION, INTERIOR DOORS, GLAZED INTERIOR DOORS - Unknown"]
[null,null,null,"13-51 34 67","Peritoneal Dialysis Exam Room","Space used for examination of patients with end stage renal disease who may be suited for peritoneal dialysis or for existing peritoneal dialysis patients. Peritoneal dialysis is a process in which the patient’s peritoneum (membrane surrounding the abdominal cavity) is Space used as a membrane across which fluids and dissolved matter can be passed in order to exchange them from the blood.",{"$f":"table.SpaceClassification[[#This Row],[OmniClass Number]] & \": \" & table.SpaceClassification[[#This Row],[OmniClass Title]]","v":"13-51 34 67: Peritoneal Dialysis Exam Room"},null,null,null,null,"23-13 25 11 15 23","Miner Fiber Fireproofing","23-13 25 11 15 23: Miner Fiber Fireproofing",null,null,41083,"C10 INTERIOR CONSTRUCTION","C1020 INTERIOR DOORS","C102003 FIRE DOORS","General","C102003: INTERIOR CONSTRUCTION, INTERIOR DOORS, FIRE DOORS - General"]
[null,null,null,"13-51 34 69","Peritoneal Dialysis Procedure Room","Space used for the peritoneal dialysis infusion/diffusion process for outpatients with impaired kidney function. Differentiated from hemodialysis. Unless the room is located and configured for overnight stay, the room would not be suited for automated peritoneal dialysis (APD).",{"$f":"table.SpaceClassification[[#This Row],[OmniClass Number]] & \": \" & table.SpaceClassification[[#This Row],[OmniClass Title]]","v":"13-51 34 69: Peritoneal Dialysis Procedure Room"},null,null,null,null,"23-13 25 13","Firestopping","23-13 25 13: Firestopping",null,null,42083,"C10 INTERIOR CONSTRUCTION","C1020 INTERIOR DOORS","C102003 FIRE DOORS","Other","C102003: INTERIOR CONSTRUCTION, INTERIOR DOORS, FIRE DOORS - Other"]
[null,null,null,"13-51 34 71","Phototherapy Treatment Room","Space used for a procedure which utilizes a photosensitizing drug applied to the patient which is later exposed to light of a specific wavelength to destroy precancerous and cancerous cells. Also known as photodynamic therapy (PDT), it can be Space used for acne, rosacea, skin cancer, sun damage, cosmetic skin improvement, wrinkles, warts, psoriasis and other skin conditions.",{"$f":"table.SpaceClassification[[#This Row],[OmniClass Number]] & \": \" & table.SpaceClassification[[#This Row],[OmniClass Title]]","v":"13-51 34 71: Phototherapy Treatment Room"},null,null,null,null,"23-13 25 13 11","Penetrations Firestopping","23-13 25 13 11: Penetrations Firestopping",null,null,43083,"C10 INTERIOR CONSTRUCTION","C1020 INTERIOR DOORS","C102003 FIRE DOORS","Unknown","C102003: INTERIOR CONSTRUCTION, INTERIOR DOORS, FIRE DOORS - Unknown"]
[null,null,null,"13-51 34 73","Renal Dialysis Bed Station, Private","Space used for hemodialysis or peritoneal dialysis of inpatients with impaired kidney function.",{"$f":"table.SpaceClassification[[#This Row],[OmniClass Number]] & \": \" & table.SpaceClassification[[#This Row],[OmniClass Title]]","v":"13-51 34 73: Renal Dialysis Bed Station, Private"},null,null,null,null,"23-13 25 13 11 11","Annular Space Protection Firestopping","23-13 25 13 11 11: Annular Space Protection Firestopping",null,null,40260,"C10 INTERIOR CONSTRUCTION","C1020 INTERIOR DOORS","C102003 FIRE DOORS","Fire Door - Rollup","C102003: INTERIOR CONSTRUCTION, INTERIOR DOORS, FIRE DOORS - Fire Door - Rollup"]
[null,null,null,"13-51 34 75","Renal Dialysis Room, Negative Pressure","Space used for hemodialysis of patients with impaired kidney function who also are diagnosed with infectious diseases. ",{"$f":"table.SpaceClassification[[#This Row],[OmniClass Number]] & \": \" & table.SpaceClassification[[#This Row],[OmniClass Title]]","v":"13-51 34 75: Renal Dialysis Room, Negative Pressure"},null,null,null,null,"23-13 25 13 11 13","Fire Resistant Joint Sealants","23-13 25 13 11 13: Fire Resistant Joint Sealants",null,null,40259,"C10 INTERIOR CONSTRUCTION","C1020 INTERIOR DOORS","C102003 FIRE DOORS","Fire Door - Sliding","C102003: INTERIOR CONSTRUCTION, INTERIOR DOORS, FIRE DOORS - Fire Door - Sliding"]
[null,null,null,"13-51 34 77","Renal Dialysis, Chair Station, Cubicle","Space used for hemodialysis of patients with impaired kidney function.",{"$f":"table.SpaceClassification[[#This Row],[OmniClass Number]] & \": \" & table.SpaceClassification[[#This Row],[OmniClass Title]]","v":"13-51 34 77: Renal Dialysis, Chair Station, Cubicle"},null,null,null,null,"23-13 25 13 11 15","Firestopping Foams","23-13 25 13 11 15: Firestopping Foams",null,null,43585,"C10 INTERIOR CONSTRUCTION","C1020 INTERIOR DOORS","C102003 FIRE DOORS","Fire Door - Sliding, Metal","C102003: INTERIOR CONSTRUCTION, INTERIOR DOORS, FIRE DOORS - Fire Door - Sliding, Metal"]
[null,null,null,"13-51 34 78","Renal Dialysis, Water Treatment Room","Space used for purification of water which will be used in the dialysis cleansing treatment.",{"$f":"table.SpaceClassification[[#This Row],[OmniClass Number]] & \": \" & table.SpaceClassification[[#This Row],[OmniClass Title]]","v":"13-51 34 78: Renal Dialysis, Water Treatment Room"},null,null,null,null,"23-13 25 13 11 15 11","Intumescent Firestopping Foams","23-13 25 13 11 15 11: Intumescent Firestopping Foams",null,null,43586,"C10 INTERIOR CONSTRUCTION","C1020 INTERIOR DOORS","C102003 FIRE DOORS","Fire Door - Sliding, Wood","C102003: INTERIOR CONSTRUCTION, INTERIOR DOORS, FIRE DOORS - Fire Door - Sliding, Wood"]
[null,null,null,"13-51 34 79","Sleep Study Room","Space used for conducting a multi-parametric test to diagnose sleep disorders such as sleep apnea. The test utilizes a polysomnograph instrument which records a comprehensive record of biophysical changes that occur during sleep.",{"$f":"table.SpaceClassification[[#This Row],[OmniClass Number]] & \": \" & table.SpaceClassification[[#This Row],[OmniClass Title]]","v":"13-51 34 79: Sleep Study Room"},null,null,null,null,"23-13 25 13 11 15 13","Silicone Firestopping Foams","23-13 25 13 11 15 13: Silicone Firestopping Foams",null,null,21424,"C10 INTERIOR CONSTRUCTION","C1020 INTERIOR DOORS","C102003 FIRE DOORS","Fire Door - Swinging","C102003: INTERIOR CONSTRUCTION, INTERIOR DOORS, FIRE DOORS - Fire Door - Swinging"]
[null,null,null,"13-51 34 81","Provider Trainee Observation Area, Healthcare","Space used for observation of patient treatment by medical students and trainees.",{"$f":"table.SpaceClassification[[#This Row],[OmniClass Number]] & \": \" & table.SpaceClassification[[#This Row],[OmniClass Title]]","v":"13-51 34 81: Provider Trainee Observation Area, Healthcare"},null,null,null,null,"23-13 25 13 11 17","Firestopping Mortars","23-13 25 13 11 17: Firestopping Mortars",null,null,43587,"C10 INTERIOR CONSTRUCTION","C1020 INTERIOR DOORS","C102003 FIRE DOORS","Fire Door - Swinging, Metal","C102003: INTERIOR CONSTRUCTION, INTERIOR DOORS, FIRE DOORS - Fire Door - Swinging, Metal"]
[null,null,null,"13-51 34 83","Treatment Cubicle, Healthcare","Space used for and useful for a variety of minor medical and surgical treatments.",{"$f":"table.SpaceClassification[[#This Row],[OmniClass Number]] & \": \" & table.SpaceClassification[[#This Row],[OmniClass Title]]","v":"13-51 34 83: Treatment Cubicle, Healthcare"},null,null,null,null,"23-13 25 13 11 19","Firestopping Pillows","23-13 25 13 11 19: Firestopping Pillows",null,null,43588,"C10 INTERIOR CONSTRUCTION","C1020 INTERIOR DOORS","C102003 FIRE DOORS","Fire Door - Swinging, Wood","C102003: INTERIOR CONSTRUCTION, INTERIOR DOORS, FIRE DOORS - Fire Door - Swinging, Wood"]
[null,null,null,"13-51 34 85","Treatment Room, Healthcare","Space used for various types of treatments, generally of a non-specialty nature where specialized equipment is not required.",{"$f":"table.SpaceClassification[[#This Row],[OmniClass Number]] & \": \" & table.SpaceClassification[[#This Row],[OmniClass Title]]","v":"13-51 34 85: Treatment Room, Healthcare"},null,null,null,null,"23-13 25 13 11 21","Firestopping Thermal Barriers for Plastics","23-13 25 13 11 21: Firestopping Thermal Barriers for Plastics",null,null,35003,"C10 INTERIOR CONSTRUCTION","C1020 INTERIOR DOORS","C102004 SLIDING & FOLDING DOORS","General","C102004: INTERIOR CONSTRUCTION, INTERIOR DOORS, SLIDING & FOLDING DOORS - General"]
[null,null,null,"13-51 34 87","Neuropsychology Testing Laboratory","Space used to study the structure and function of the brain with relationship to specific psychological processes as may occur with traumatic brain injury.",{"$f":"table.SpaceClassification[[#This Row],[OmniClass Number]] & \": \" & table.SpaceClassification[[#This Row],[OmniClass Title]]","v":"13-51 34 87: Neuropsychology Testing Laboratory"},null,null,null,null,"23-13 25 13 13","Fire Safing","23-13 25 13 13: Fire Safing",null,null,42084,"C10 INTERIOR CONSTRUCTION","C1020 INTERIOR DOORS","C102004 SLIDING & FOLDING DOORS","Other","C102004: INTERIOR CONSTRUCTION, INTERIOR DOORS, SLIDING & FOLDING DOORS - Other"]
[null,null,null,"13-51 37 00","Eye and Ear Healthcare Spaces","Spaces used for diagnosis and treatment of conditions relating to sight, hearing, balance and related functions.",{"$f":"table.SpaceClassification[[#This Row],[OmniClass Number]] & \": \" & table.SpaceClassification[[#This Row],[OmniClass Title]]","v":"13-51 37 00: Eye and Ear Healthcare Spaces"},null,null,null,null,"23-13 25 13 13 11","Fire Safing Fibrous Blankets","23-13 25 13 13 11: Fire Safing Fibrous Blankets",null,null,43084,"C10 INTERIOR CONSTRUCTION","C1020 INTERIOR DOORS","C102004 SLIDING & FOLDING DOORS","Unknown","C102004: INTERIOR CONSTRUCTION, INTERIOR DOORS, SLIDING & FOLDING DOORS - Unknown"]
[null,null,null,"13-51 37 11","Audiology Immittance Room","Space used for tests with certain types of measuring instruments to determine electrical characteristics of the auditory system.",{"$f":"table.SpaceClassification[[#This Row],[OmniClass Number]] & \": \" & table.SpaceClassification[[#This Row],[OmniClass Title]]","v":"13-51 37 11: Audiology Immittance Room"},null,null,null,null,"23-13 25 13 13 13","Fire Safing Sealants","23-13 25 13 13 13: Fire Safing Sealants",null,null,20036,"C10 INTERIOR CONSTRUCTION","C1020 INTERIOR DOORS","C102004 SLIDING & FOLDING DOORS","Rolling, Steel, Electric, 10' x 10'","C102004: INTERIOR CONSTRUCTION, INTERIOR DOORS, SLIDING & FOLDING DOORS - Rolling, Steel, Electric, 10' x 10'"]
[null,null,null,"13-51 37 13","Audiometric Exam Booth","Space used for audiometric tests in a “soundproof” booth.",{"$f":"table.SpaceClassification[[#This Row],[OmniClass Number]] & \": \" & table.SpaceClassification[[#This Row],[OmniClass Title]]","v":"13-51 37 13: Audiometric Exam Booth"},null,null,null,null,"23-13 25 13 13 15","Fire Safing Clip Anchors","23-13 25 13 13 15: Fire Safing Clip Anchors",null,null,20038,"C10 INTERIOR CONSTRUCTION","C1020 INTERIOR DOORS","C102004 SLIDING & FOLDING DOORS","Rolling, Steel, Electric, 12' x 12'","C102004: INTERIOR CONSTRUCTION, INTERIOR DOORS, SLIDING & FOLDING DOORS - Rolling, Steel, Electric, 12' x 12'"]
[null,null,null,"13-51 37 15","Audiometric Exam Suite","Space used for tests to determine the health status of auditory systems including hearing loss, sensitivity threshold, understanding, and other conditions in a pre-fabricated, \"soundproof\" testing room with attached control room.",{"$f":"table.SpaceClassification[[#This Row],[OmniClass Number]] & \": \" & table.SpaceClassification[[#This Row],[OmniClass Title]]","v":"13-51 37 15: Audiometric Exam Suite"},null,null,null,null,"23-13 25 15","Dampproofings","23-13 25 15: Dampproofings",null,null,20037,"C10 INTERIOR CONSTRUCTION","C1020 INTERIOR DOORS","C102004 SLIDING & FOLDING DOORS","Rolling, Steel, Electric, 20' x 10'","C102004: INTERIOR CONSTRUCTION, INTERIOR DOORS, SLIDING & FOLDING DOORS - Rolling, Steel, Electric, 20' x 10'"]
[null,null,null,"13-51 37 17","Audiometric Multi-Exam Suite","Space used for an audiometric suite with two booths and a common workroom.",{"$f":"table.SpaceClassification[[#This Row],[OmniClass Number]] & \": \" & table.SpaceClassification[[#This Row],[OmniClass Title]]","v":"13-51 37 17: Audiometric Multi-Exam Suite"},null,null,null,null,"23-13 25 15 11","Dampproofing Membranes","23-13 25 15 11: Dampproofing Membranes",null,null,20046,"C10 INTERIOR CONSTRUCTION","C1020 INTERIOR DOORS","C102004 SLIDING & FOLDING DOORS","Rolling, Steel, Electric, 8' x 8'","C102004: INTERIOR CONSTRUCTION, INTERIOR DOORS, SLIDING & FOLDING DOORS - Rolling, Steel, Electric, 8' x 8'"]
[null,null,null,"13-51 37 19","Audiology Electrophysiology Exam Room","Space used in audiology for the study of the electrical properties of biological cells and tissues.",{"$f":"table.SpaceClassification[[#This Row],[OmniClass Number]] & \": \" & table.SpaceClassification[[#This Row],[OmniClass Title]]","v":"13-51 37 19: Audiology Electrophysiology Exam Room"},null,null,null,null,"23-13 25 15 13","Dampproofing Coatings","23-13 25 15 13: Dampproofing Coatings",null,null,20058,"C10 INTERIOR CONSTRUCTION","C1020 INTERIOR DOORS","C102004 SLIDING & FOLDING DOORS","Rolling, Steel, Manual, 10' x 10'","C102004: INTERIOR CONSTRUCTION, INTERIOR DOORS, SLIDING & FOLDING DOORS - Rolling, Steel, Manual, 10' x 10'"]
[null,null,null,"13-51 37 20","Hearing Aid Testing Laboratory","Space used for testing of hearing aids and for related minor adjustments.",{"$f":"table.SpaceClassification[[#This Row],[OmniClass Number]] & \": \" & table.SpaceClassification[[#This Row],[OmniClass Title]]","v":"13-51 37 20: Hearing Aid Testing Laboratory"},null,null,null,null,"23-13 25 15 13 11","Bituminous Dampproofing Coatings","23-13 25 15 13 11: Bituminous Dampproofing Coatings",null,null,20050,"C10 INTERIOR CONSTRUCTION","C1020 INTERIOR DOORS","C102004 SLIDING & FOLDING DOORS","Rolling, Steel, Manual, 12' x 12'","C102004: INTERIOR CONSTRUCTION, INTERIOR DOORS, SLIDING & FOLDING DOORS - Rolling, Steel, Manual, 12' x 12'"]
[null,null,null,"13-51 37 21","Electroretinography Room","Space used for visual digitized equipment for conducting electro-oculographic, electroretinographic, and visual evoked cortical potential testing of retina, optic nerve, and visual pathway functioning with analysis.",{"$f":"table.SpaceClassification[[#This Row],[OmniClass Number]] & \": \" & table.SpaceClassification[[#This Row],[OmniClass Title]]","v":"13-51 37 21: Electroretinography Room"},null,null,null,null,"23-13 25 15 13 13","Cementitious Dampproofing Coatings","23-13 25 15 13 13: Cementitious Dampproofing Coatings",null,null,20059,"C10 INTERIOR CONSTRUCTION","C1020 INTERIOR DOORS","C102004 SLIDING & FOLDING DOORS","Rolling, Steel, Manual, 20' x 10'","C102004: INTERIOR CONSTRUCTION, INTERIOR DOORS, SLIDING & FOLDING DOORS - Rolling, Steel, Manual, 20' x 10'"]
[null,null,null,"13-51 37 23","ENT Exam Room","Space used for examination of patients with suspected disorders or injuries to the ears, nose, and throat for routine, minor treatments such as cerumen management.",{"$f":"table.SpaceClassification[[#This Row],[OmniClass Number]] & \": \" & table.SpaceClassification[[#This Row],[OmniClass Title]]","v":"13-51 37 23: ENT Exam Room"},null,null,null,null,"23-13 25 17","Waterproofing","23-13 25 17: Waterproofing",null,null,20057,"C10 INTERIOR CONSTRUCTION","C1020 INTERIOR DOORS","C102004 SLIDING & FOLDING DOORS","Rolling, Steel, Manual, 8' x 8'","C102004: INTERIOR CONSTRUCTION, INTERIOR DOORS, SLIDING & FOLDING DOORS - Rolling, Steel, Manual, 8' x 8'"]
[null,null,null,"13-51 37 25","Exam/Training Room, Low Vision","Space used for examination of low vision patients, storage of low vision devices, and for minor training and education.",{"$f":"table.SpaceClassification[[#This Row],[OmniClass Number]] & \": \" & table.SpaceClassification[[#This Row],[OmniClass Title]]","v":"13-51 37 25: Exam/Training Room, Low Vision"},null,null,null,null,"23-13 25 17 11","Built Up Bituminous Waterproofing","23-13 25 17 11: Built Up Bituminous Waterproofing",null,null,20051,"C10 INTERIOR CONSTRUCTION","C1020 INTERIOR DOORS","C102004 SLIDING & FOLDING DOORS","Sliding, 16' x 9', black finish","C102004: INTERIOR CONSTRUCTION, INTERIOR DOORS, SLIDING & FOLDING DOORS - Sliding, 16' x 9', black finish"]
[null,null,null,"13-51 37 27","Eye Lane","Space used for routine visual acuity screening generally by using a chart placed a certain distance from the patient who is asked to read successive rows of letters and numbers.",{"$f":"table.SpaceClassification[[#This Row],[OmniClass Number]] & \": \" & table.SpaceClassification[[#This Row],[OmniClass Title]]","v":"13-51 37 27: Eye Lane"},null,null,null,null,"23-13 25 17 13","Sheet Waterproofing","23-13 25 17 13: Sheet Waterproofing",null,null,20045,"C10 INTERIOR CONSTRUCTION","C1020 INTERIOR DOORS","C102004 SLIDING & FOLDING DOORS","Sliding, 16' x 9', bronze finish","C102004: INTERIOR CONSTRUCTION, INTERIOR DOORS, SLIDING & FOLDING DOORS - Sliding, 16' x 9', bronze finish"]
[null,null,null,"13-51 37 29","Laser Treatment Room","Space used for treatment of conditions of the eye with one of several types of laser systems. These include: LASIK, LASEK, LTK and PRK.",{"$f":"table.SpaceClassification[[#This Row],[OmniClass Number]] & \": \" & table.SpaceClassification[[#This Row],[OmniClass Title]]","v":"13-51 37 29: Laser Treatment Room"},null,null,null,null,"23-13 25 17 13 11","Bituminous Sheet Waterproofing","23-13 25 17 13 11: Bituminous Sheet Waterproofing",null,null,20052,"C10 INTERIOR CONSTRUCTION","C1020 INTERIOR DOORS","C102004 SLIDING & FOLDING DOORS","Sliding, 16' x 9', mill finish","C102004: INTERIOR CONSTRUCTION, INTERIOR DOORS, SLIDING & FOLDING DOORS - Sliding, 16' x 9', mill finish"]
[null,null,null,"13-51 37 31","Ophthalmology Procedure Room","This room is Space used for assessment of eye health, acuity, and presence of disease and for minor treatments. It includes equipment such as a phropter for measuring acuity and a slit lamp Space used in conjunction with a biomicroscope for examination of the eye exterior and interior structure. Some conditions of the eye may be treated with minor surgical or with medical procedures in the treatment room.",{"$f":"table.SpaceClassification[[#This Row],[OmniClass Number]] & \": \" & table.SpaceClassification[[#This Row],[OmniClass Title]]","v":"13-51 37 31: Ophthalmology Procedure Room"},null,null,null,null,"23-13 25 17 13 13","Elastomeric Sheet Waterproofing","23-13 25 17 13 13: Elastomeric Sheet Waterproofing",null,null,20053,"C10 INTERIOR CONSTRUCTION","C1020 INTERIOR DOORS","C102004 SLIDING & FOLDING DOORS","Sliding, 24' x 9', black finish","C102004: INTERIOR CONSTRUCTION, INTERIOR DOORS, SLIDING & FOLDING DOORS - Sliding, 24' x 9', black finish"]
[null,null,null,"13-51 37 33","Ophthalmology/Optometry Exam Room","Space used for the examination of eyes and related tissue to determine status of health (including visual acuity) and presence of diseases or injured tissue. Methods of examination include direct visual observation and use of equipment such as slit lamps, retinoscopes, and phoropters.",{"$f":"table.SpaceClassification[[#This Row],[OmniClass Number]] & \": \" & table.SpaceClassification[[#This Row],[OmniClass Title]]","v":"13-51 37 33: Ophthalmology/Optometry Exam Room"},null,null,null,null,"23-13 25 17 13 15","Modified Bituminous Sheet Waterproofing","23-13 25 17 13 15: Modified Bituminous Sheet Waterproofing",null,null,20048,"C10 INTERIOR CONSTRUCTION","C1020 INTERIOR DOORS","C102004 SLIDING & FOLDING DOORS","Sliding, 24' x 9', bronze finish","C102004: INTERIOR CONSTRUCTION, INTERIOR DOORS, SLIDING & FOLDING DOORS - Sliding, 24' x 9', bronze finish"]
[null,null,null,"13-51 37 35","Photography Room, Ophthalmology/Optometry","Space used for a special camera attached to a low power microscope (fundus camera or retinal camera) to take pictures of the interior lining of the eyeball and related structures including the retina, optic disc, macula, and posterior pole.",{"$f":"table.SpaceClassification[[#This Row],[OmniClass Number]] & \": \" & table.SpaceClassification[[#This Row],[OmniClass Title]]","v":"13-51 37 35: Photography Room, Ophthalmology/Optometry"},null,null,null,null,"23-13 25 17 13 17","Thermoplastic Sheet Waterproofing","23-13 25 17 13 17: Thermoplastic Sheet Waterproofing",null,null,20049,"C10 INTERIOR CONSTRUCTION","C1020 INTERIOR DOORS","C102004 SLIDING & FOLDING DOORS","Sliding, 24' x 9', mill finish","C102004: INTERIOR CONSTRUCTION, INTERIOR DOORS, SLIDING & FOLDING DOORS - Sliding, 24' x 9', mill finish"]
[null,null,null,"13-51 37 37","PRK/LASIK Treatment Room","Space used for two types of laser surgery on the eye. Photorefractive keratectomy (PRK) is Space used to reshape the surface of the cornea. Laser in situ keratomileusis (LASIK) uses a laser underneath the corneal flap to reshape the cornea. It uses an excimer laser specially designed for the procedure. Both techniques treat refractive errors such as myopia, hyperopia, and astigmatism.",{"$f":"table.SpaceClassification[[#This Row],[OmniClass Number]] & \": \" & table.SpaceClassification[[#This Row],[OmniClass Title]]","v":"13-51 37 37: PRK/LASIK Treatment Room"},null,null,null,null,"23-13 25 17 15","Fluid Applied Waterproofing","23-13 25 17 15: Fluid Applied Waterproofing",null,null,20056,"C10 INTERIOR CONSTRUCTION","C1020 INTERIOR DOORS","C102004 SLIDING & FOLDING DOORS","Sliding, 48' x 9', black finish","C102004: INTERIOR CONSTRUCTION, INTERIOR DOORS, SLIDING & FOLDING DOORS - Sliding, 48' x 9', black finish"]
[null,null,null,"13-51 37 39","Sinusoidal Vertical Axis Rotational Rest Room","Space used for a  specific test which is generally part of a battery of tests to diagnose certain conditions of the vestibular and ocular systems.",{"$f":"table.SpaceClassification[[#This Row],[OmniClass Number]] & \": \" & table.SpaceClassification[[#This Row],[OmniClass Title]]","v":"13-51 37 39: Sinusoidal Vertical Axis Rotational Rest Room"},null,null,null,null,"23-13 25 17 15 11","Hot Applied Rubberized Asphalt","23-13 25 17 15 11: Hot Applied Rubberized Asphalt",null,null,20055,"C10 INTERIOR CONSTRUCTION","C1020 INTERIOR DOORS","C102004 SLIDING & FOLDING DOORS","Sliding, 48' x 9', bronze finish","C102004: INTERIOR CONSTRUCTION, INTERIOR DOORS, SLIDING & FOLDING DOORS - Sliding, 48' x 9', bronze finish"]
[null,null,null,"13-51 37 41","Tilt Table Testing Room","Space used to determine the cause of fainting. The patient is placed on a table which is tilted upward in increments while the vital signs (blood pressure, pulse, other symptoms) are being monitored.",{"$f":"table.SpaceClassification[[#This Row],[OmniClass Number]] & \": \" & table.SpaceClassification[[#This Row],[OmniClass Title]]","v":"13-51 37 41: Tilt Table Testing Room"},null,null,null,null,"23-13 25 17 17","Sheet Metal Waterproofing","23-13 25 17 17: Sheet Metal Waterproofing",null,null,20054,"C10 INTERIOR CONSTRUCTION","C1020 INTERIOR DOORS","C102004 SLIDING & FOLDING DOORS","Sliding, 48' x 9', mill finish","C102004: INTERIOR CONSTRUCTION, INTERIOR DOORS, SLIDING & FOLDING DOORS - Sliding, 48' x 9', mill finish"]
[null,null,null,"13-51 37 43","Training Room, Low Vision, Polytrauma","Space used to provide vision rehabilitation care. Patient education and eye care counseling sessions are conducted so that patients can learn how to use prescribed low vision and other aids.",{"$f":"table.SpaceClassification[[#This Row],[OmniClass Number]] & \": \" & table.SpaceClassification[[#This Row],[OmniClass Title]]","v":"13-51 37 43: Training Room, Low Vision, Polytrauma"},null,null,null,null,"23-13 25 17 19","Cementitious and Reactive Waterproofing","23-13 25 17 19: Cementitious and Reactive Waterproofing",null,null,35005,"C10 INTERIOR CONSTRUCTION","C1020 INTERIOR DOORS","C102005 INTERIOR OVERHEAD DOORS","General","C102005: INTERIOR CONSTRUCTION, INTERIOR DOORS, INTERIOR OVERHEAD DOORS - General"]
[null,null,null,"13-51 37 45","Ultrasound/Optical Coherence Tomography Room","Space used in Ophthalmology for the location of unseen intraocular foreign  bodies, for retinal detachment, and for internal view when the patient’s eye lid can not be opened or the patient’s eye is blocked by blood or cataracts.",{"$f":"table.SpaceClassification[[#This Row],[OmniClass Number]] & \": \" & table.SpaceClassification[[#This Row],[OmniClass Title]]","v":"13-51 37 45: Ultrasound/Optical Coherence Tomography Room"},null,null,null,null,"23-13 25 17 19 11","Acrylic Modified Cement Waterproofing","23-13 25 17 19 11: Acrylic Modified Cement Waterproofing",null,null,42085,"C10 INTERIOR CONSTRUCTION","C1020 INTERIOR DOORS","C102005 INTERIOR OVERHEAD DOORS","Other","C102005: INTERIOR CONSTRUCTION, INTERIOR DOORS, INTERIOR OVERHEAD DOORS - Other"]
[null,null,null,"13-51 37 47","Vestibulography Room","Space used for examination of the vestibular system which controls balance and sense of spatial orientation. It provides dominant input about equilibrioception and movement and for performing electronystagmography (ENG) or videonystagmography (VNG) for patients with balance or vestibular disorder.",{"$f":"table.SpaceClassification[[#This Row],[OmniClass Number]] & \": \" & table.SpaceClassification[[#This Row],[OmniClass Title]]","v":"13-51 37 47: Vestibulography Room"},null,null,null,null,"23-13 25 17 19 13","Crystalline Waterproofing","23-13 25 17 19 13: Crystalline Waterproofing",null,null,43085,"C10 INTERIOR CONSTRUCTION","C1020 INTERIOR DOORS","C102005 INTERIOR OVERHEAD DOORS","Unknown","C102005: INTERIOR CONSTRUCTION, INTERIOR DOORS, INTERIOR OVERHEAD DOORS - Unknown"]
[null,null,null,"13-51 37 49","Vision/Hearing Screening Room","Space used for initial vision and hearing screening and preparation of patients for further diagnostic tests.",{"$f":"table.SpaceClassification[[#This Row],[OmniClass Number]] & \": \" & table.SpaceClassification[[#This Row],[OmniClass Title]]","v":"13-51 37 49: Vision/Hearing Screening Room"},null,null,null,null,"23-13 25 17 19 15","Metal Oxide Waterproofing","23-13 25 17 19 15: Metal Oxide Waterproofing",null,null,30189,"C10 INTERIOR CONSTRUCTION","C1020 INTERIOR DOORS","C102005 INTERIOR OVERHEAD DOORS","Metal","C102005: INTERIOR CONSTRUCTION, INTERIOR DOORS, INTERIOR OVERHEAD DOORS - Metal"]
[null,null,null,"13-51 37 51","Vision Screening Room","Space used to assist in the performance of preliminary testing and preparation of the patient’s profile with the supervision of the optometrist or ophthalmologist.",{"$f":"table.SpaceClassification[[#This Row],[OmniClass Number]] & \": \" & table.SpaceClassification[[#This Row],[OmniClass Title]]","v":"13-51 37 51: Vision Screening Room"},null,null,null,null,"23-13 25 17 21","Bentonite Waterproofing","23-13 25 17 21: Bentonite Waterproofing",null,null,30190,"C10 INTERIOR CONSTRUCTION","C1020 INTERIOR DOORS","C102005 INTERIOR OVERHEAD DOORS","Wood","C102005: INTERIOR CONSTRUCTION, INTERIOR DOORS, INTERIOR OVERHEAD DOORS - Wood"]
[null,null,null,"13-51 37 53","Vision Testing Station","Space used for initial screening and preparation of patients by ophthalmology technicians under the supervision of providers.",{"$f":"table.SpaceClassification[[#This Row],[OmniClass Number]] & \": \" & table.SpaceClassification[[#This Row],[OmniClass Title]]","v":"13-51 37 53: Vision Testing Station"},null,null,null,null,"23-13 25 17 21 11","Bentonite Panel Waterproofing","23-13 25 17 21 11: Bentonite Panel Waterproofing",null,null,35002,"C10 INTERIOR CONSTRUCTION","C1020 INTERIOR DOORS","C102006 INTERIOR GATES","General","C102006: INTERIOR CONSTRUCTION, INTERIOR DOORS, INTERIOR GATES - General"]
[null,null,null,"13-51 37 55","Visual Fields Room","Space used to test, evaluate and monitor the visual fields (side vision) of a patient who may or may not be ambulant.",{"$f":"table.SpaceClassification[[#This Row],[OmniClass Number]] & \": \" & table.SpaceClassification[[#This Row],[OmniClass Title]]","v":"13-51 37 55: Visual Fields Room"},null,null,null,null,"23-13 25 17 21 13","Bentonite Sheet Waterproofing","23-13 25 17 21 13: Bentonite Sheet Waterproofing",null,null,42086,"C10 INTERIOR CONSTRUCTION","C1020 INTERIOR DOORS","C102006 INTERIOR GATES","Other","C102006: INTERIOR CONSTRUCTION, INTERIOR DOORS, INTERIOR GATES - Other"]
[null,null,null,"13-51 37 57","Eye, Contact Lens Fitting/Dispensing Space","Space used for fitting of prescription contact lenses and for related patient education.",{"$f":"table.SpaceClassification[[#This Row],[OmniClass Number]] & \": \" & table.SpaceClassification[[#This Row],[OmniClass Title]]","v":"13-51 37 57: Eye, Contact Lens Fitting/Dispensing Space"},null,null,null,null,"23-13 25 17 23","Waterproof Traffic Coatings","23-13 25 17 23: Waterproof Traffic Coatings",null,null,43086,"C10 INTERIOR CONSTRUCTION","C1020 INTERIOR DOORS","C102006 INTERIOR GATES","Unknown","C102006: INTERIOR CONSTRUCTION, INTERIOR DOORS, INTERIOR GATES - Unknown"]
[null,null,null,"13-51 37 59","Eyeglass Fitting and Dispensing Space","Space used for fitting of prescription eyeglasses.",{"$f":"table.SpaceClassification[[#This Row],[OmniClass Number]] & \": \" & table.SpaceClassification[[#This Row],[OmniClass Title]]","v":"13-51 37 59: Eyeglass Fitting and Dispensing Space"},null,null,null,null,"23-13 25 17 23 11","Pedestrian Waterproof Traffic Coatings","23-13 25 17 23 11: Pedestrian Waterproof Traffic Coatings",null,null,41087,"C10 INTERIOR CONSTRUCTION","C1020 INTERIOR DOORS","C102007 INTERIOR DOOR HARDWARE","General","C102007: INTERIOR CONSTRUCTION, INTERIOR DOORS, INTERIOR DOOR HARDWARE - General"]
[null,null,null,"13-51 41 00","Endoscopy/Gastroenterology Spaces","Spaces used for examinations and treatments of the esophagus, lungs, stomach, digestive and associated anatomical structures using endoscopes and related systems.",{"$f":"table.SpaceClassification[[#This Row],[OmniClass Number]] & \": \" & table.SpaceClassification[[#This Row],[OmniClass Title]]","v":"13-51 41 00: Endoscopy/Gastroenterology Spaces"},null,null,null,null,"23-13 25 17 23 13","Vehicular Waterproof Traffic Coatings","23-13 25 17 23 13: Vehicular Waterproof Traffic Coatings",null,null,42087,"C10 INTERIOR CONSTRUCTION","C1020 INTERIOR DOORS","C102007 INTERIOR DOOR HARDWARE","Other","C102007: INTERIOR CONSTRUCTION, INTERIOR DOORS, INTERIOR DOOR HARDWARE - Other"]
[null,null,null,"13-51 41 11","Bronchoscopy Equipment Preparation Room","Space used for decontamination, cleaning, packaging, and storing equipment Space used to perform bronchoscopies.",{"$f":"table.SpaceClassification[[#This Row],[OmniClass Number]] & \": \" & table.SpaceClassification[[#This Row],[OmniClass Title]]","v":"13-51 41 11: Bronchoscopy Equipment Preparation Room"},null,null,null,null,"23-13 25 19","Thermal Insulation ","23-13 25 19: Thermal Insulation ",null,null,43087,"C10 INTERIOR CONSTRUCTION","C1020 INTERIOR DOORS","C102007 INTERIOR DOOR HARDWARE","Unknown","C102007: INTERIOR CONSTRUCTION, INTERIOR DOORS, INTERIOR DOOR HARDWARE - Unknown"]
[null,null,null,"13-51 41 13","Bronchoscopy Procedure Room","Space used for examination of patient’s lungs, airways, voice box, vocal cord, and trachea by placement of a flexible fiberoptic bronchoscope into the windpipe which displays the images on a monitor or at the end of the instrument. The procedure often involves “conscious sedation.”",{"$f":"table.SpaceClassification[[#This Row],[OmniClass Number]] & \": \" & table.SpaceClassification[[#This Row],[OmniClass Title]]","v":"13-51 41 13: Bronchoscopy Procedure Room"},null,null,null,null,"23-13 25 19 11","Slab and Board Thermal Insulation","23-13 25 19 11: Slab and Board Thermal Insulation",null,null,21427,"C10 INTERIOR CONSTRUCTION","C1020 INTERIOR DOORS","C102090 OTHER INTERIOR SPECIALTY DOORS","General","C102090: INTERIOR CONSTRUCTION, INTERIOR DOORS, OTHER INTERIOR SPECIALTY DOORS - General"]
[null,null,null,"13-51 41 15","Endoscope Clean-up, Sterilization, and Storage Room","Space used for cleaning and sanitizing or sterilizing medical endoscopes and related or similar devices.",{"$f":"table.SpaceClassification[[#This Row],[OmniClass Number]] & \": \" & table.SpaceClassification[[#This Row],[OmniClass Title]]","v":"13-51 41 15: Endoscope Clean-up, Sterilization, and Storage Room"},null,null,null,null,"23-13 25 19 11 11","Polystyrene Slab and Board Thermal Insulation","23-13 25 19 11 11: Polystyrene Slab and Board Thermal Insulation",null,null,42088,"C10 INTERIOR CONSTRUCTION","C1020 INTERIOR DOORS","C102090 OTHER INTERIOR SPECIALTY DOORS","Other","C102090: INTERIOR CONSTRUCTION, INTERIOR DOORS, OTHER INTERIOR SPECIALTY DOORS - Other"]
[null,null,null,"13-51 41 17","Endoscopy Room","Space used for examination of the upper and lower gastrointestinal tract by use of a thin, flexible tube or wireless capsule (endoscope) which transmits real time images to a display monitor. The device may also allow biopsy and electrocautery.",{"$f":"table.SpaceClassification[[#This Row],[OmniClass Number]] & \": \" & table.SpaceClassification[[#This Row],[OmniClass Title]]","v":"13-51 41 17: Endoscopy Room"},null,null,null,null,"23-13 25 19 11 11 11","Expanded Polystyrene Slab and Board Thermal Insulation","23-13 25 19 11 11 11: Expanded Polystyrene Slab and Board Thermal Insulation",null,null,43088,"C10 INTERIOR CONSTRUCTION","C1020 INTERIOR DOORS","C102090 OTHER INTERIOR SPECIALTY DOORS","Unknown","C102090: INTERIOR CONSTRUCTION, INTERIOR DOORS, OTHER INTERIOR SPECIALTY DOORS - Unknown"]
[null,null,null,"13-51 41 19","Gastroenterology Laboratory","Space used for gastric analysis studies (to analyze stomach contents) and esophageal manometry (study to determine swallowing disorders).",{"$f":"table.SpaceClassification[[#This Row],[OmniClass Number]] & \": \" & table.SpaceClassification[[#This Row],[OmniClass Title]]","v":"13-51 41 19: Gastroenterology Laboratory"},null,null,null,null,"23-13 25 19 11 11 13","Extruded Polystyrene Slab and Board Thermal Insulation","23-13 25 19 11 11 13: Extruded Polystyrene Slab and Board Thermal Insulation",null,null,44003,"C10 INTERIOR CONSTRUCTION","C1020 INTERIOR DOORS","C102090 OTHER INTERIOR SPECIALTY DOORS","Cold Storage","C102090: INTERIOR CONSTRUCTION, INTERIOR DOORS, OTHER INTERIOR SPECIALTY DOORS - Cold Storage"]
[null,null,null,"13-51 41 21","Proctoscopy/Sigmoidoscopy Room","Space used for examination of the rectum and lower colon by use of a flexible tube (sigmoidoscope) to determine the cause of rectal bleeding and diarrhea and as screening examination for conditions of the colon.",{"$f":"table.SpaceClassification[[#This Row],[OmniClass Number]] & \": \" & table.SpaceClassification[[#This Row],[OmniClass Title]]","v":"13-51 41 21: Proctoscopy/Sigmoidoscopy Room"},null,null,null,null,"23-13 25 19 11 13","Urethane Slab and Board Thermal Insulation","23-13 25 19 11 13: Urethane Slab and Board Thermal Insulation",null,null,20042,"C10 INTERIOR CONSTRUCTION","C1020 INTERIOR DOORS","C102090 OTHER INTERIOR SPECIALTY DOORS","Rollup Grille, Aluminum, Electric, 10' x 10', bronze anodized","C102090: INTERIOR CONSTRUCTION, INTERIOR DOORS, OTHER INTERIOR SPECIALTY DOORS - Rollup Grille, Aluminum, Electric, 10' x 10', bronze anodized"]
[null,null,null,"13-51 41 23","Urodynamics Treatment Room","Space used for various tests which provide information about the bladder. Most of the tests do not require sophisticated equipment, but video urodynamics utilizes radiographic or sonographic systems. May also serve as preparation room for other tests and procedures relating to bladder function and voiding disorders.",{"$f":"table.SpaceClassification[[#This Row],[OmniClass Number]] & \": \" & table.SpaceClassification[[#This Row],[OmniClass Title]]","v":"13-51 41 23: Urodynamics Treatment Room"},null,null,null,null,"23-13 25 19 11 15","Perlite Slab and Board Thermal Insulation","23-13 25 19 11 15: Perlite Slab and Board Thermal Insulation",null,null,20041,"C10 INTERIOR CONSTRUCTION","C1020 INTERIOR DOORS","C102090 OTHER INTERIOR SPECIALTY DOORS","Rollup Grille, Aluminum, Electric, 10' x 10', mill finish","C102090: INTERIOR CONSTRUCTION, INTERIOR DOORS, OTHER INTERIOR SPECIALTY DOORS - Rollup Grille, Aluminum, Electric, 10' x 10', mill finish"]
[null,null,null,"13-51 44 00","Surgical Spaces","Spaces used for surgical procedures and for direct support of surgical functions.",{"$f":"table.SpaceClassification[[#This Row],[OmniClass Number]] & \": \" & table.SpaceClassification[[#This Row],[OmniClass Title]]","v":"13-51 44 00: Surgical Spaces"},null,null,null,null,"23-13 25 19 11 17","Fiberglass Slab and Board Thermal Insulation","23-13 25 19 11 17: Fiberglass Slab and Board Thermal Insulation",null,null,20040,"C10 INTERIOR CONSTRUCTION","C1020 INTERIOR DOORS","C102090 OTHER INTERIOR SPECIALTY DOORS","Rollup Grille, Aluminum, Manual, 10' x 10', bronze anodized","C102090: INTERIOR CONSTRUCTION, INTERIOR DOORS, OTHER INTERIOR SPECIALTY DOORS - Rollup Grille, Aluminum, Manual, 10' x 10', bronze anodized"]
[null,null,null,"13-51 44 11","Anesthesia Workroom and Equipment Storage","Space used for storage, minor operator maintenance, and preparation of anesthesia machines and associated equipment.",{"$f":"table.SpaceClassification[[#This Row],[OmniClass Number]] & \": \" & table.SpaceClassification[[#This Row],[OmniClass Title]]","v":"13-51 44 11: Anesthesia Workroom and Equipment Storage"},null,null,null,null,"23-13 25 19 13","Blanket Thermal Insulation","23-13 25 19 13: Blanket Thermal Insulation",null,null,20039,"C10 INTERIOR CONSTRUCTION","C1020 INTERIOR DOORS","C102090 OTHER INTERIOR SPECIALTY DOORS","Rollup Grille, Aluminum, Manual, 10' x 10', mill finish","C102090: INTERIOR CONSTRUCTION, INTERIOR DOORS, OTHER INTERIOR SPECIALTY DOORS - Rollup Grille, Aluminum, Manual, 10' x 10', mill finish"]
[null,null,null,"13-51 44 13","Cardiac Operating Room","Space used for cardiac and cardiovascular surgical procedures, in particular those in which a heart/lung machine is utilized.",{"$f":"table.SpaceClassification[[#This Row],[OmniClass Number]] & \": \" & table.SpaceClassification[[#This Row],[OmniClass Title]]","v":"13-51 44 13: Cardiac Operating Room"},null,null,null,null,"23-13 25 19 13 11","Fiberglass Blanket Thermal Insulation","23-13 25 19 13 11: Fiberglass Blanket Thermal Insulation",null,null,20044,"C10 INTERIOR CONSTRUCTION","C1020 INTERIOR DOORS","C102090 OTHER INTERIOR SPECIALTY DOORS","Rollup Grille, Steel, Electric, 10' x 10'","C102090: INTERIOR CONSTRUCTION, INTERIOR DOORS, OTHER INTERIOR SPECIALTY DOORS - Rollup Grille, Steel, Electric, 10' x 10'"]
[null,null,null,"13-51 44 15","Cardiac Pump Room","Space used for equipment associated with heart/lung machines utilized in open heart surgery.",{"$f":"table.SpaceClassification[[#This Row],[OmniClass Number]] & \": \" & table.SpaceClassification[[#This Row],[OmniClass Title]]","v":"13-51 44 15: Cardiac Pump Room"},null,null,null,null,"23-13 25 19 13 13","Rock Wool Blanket Thermal Insulation","23-13 25 19 13 13: Rock Wool Blanket Thermal Insulation",null,null,20035,"C10 INTERIOR CONSTRUCTION","C1020 INTERIOR DOORS","C102090 OTHER INTERIOR SPECIALTY DOORS","Rollup Grille, Steel, Electric, 15' x 8'","C102090: INTERIOR CONSTRUCTION, INTERIOR DOORS, OTHER INTERIOR SPECIALTY DOORS - Rollup Grille, Steel, Electric, 15' x 8'"]
[null,null,null,"13-51 44 17","Cesarean Birth Room","Space used for the surgical procedure of delivery of infants via Cesarean Section.",{"$f":"table.SpaceClassification[[#This Row],[OmniClass Number]] & \": \" & table.SpaceClassification[[#This Row],[OmniClass Title]]","v":"13-51 44 17: Cesarean Birth Room"},null,null,null,null,"23-13 25 19 15","Thermal Insulation Coatings","23-13 25 19 15: Thermal Insulation Coatings",null,null,20043,"C10 INTERIOR CONSTRUCTION","C1020 INTERIOR DOORS","C102090 OTHER INTERIOR SPECIALTY DOORS","Rollup Grille, Steel, Manual, 10' x 10'","C102090: INTERIOR CONSTRUCTION, INTERIOR DOORS, OTHER INTERIOR SPECIALTY DOORS - Rollup Grille, Steel, Manual, 10' x 10'"]
[null,null,null,"13-51 44 19","Cystoscopy Room","Space used for surgery of the excretory organs.",{"$f":"table.SpaceClassification[[#This Row],[OmniClass Number]] & \": \" & table.SpaceClassification[[#This Row],[OmniClass Title]]","v":"13-51 44 19: Cystoscopy Room"},null,null,null,null,"23-13 25 19 15 11","Sprayed Thermal Insulation Coatings","23-13 25 19 15 11: Sprayed Thermal Insulation Coatings",null,null,20047,"C10 INTERIOR CONSTRUCTION","C1020 INTERIOR DOORS","C102090 OTHER INTERIOR SPECIALTY DOORS","Rollup Grille, Steel, Manual, 15' x 8'","C102090: INTERIOR CONSTRUCTION, INTERIOR DOORS, OTHER INTERIOR SPECIALTY DOORS - Rollup Grille, Steel, Manual, 15' x 8'"]
[null,null,null,"13-51 44 21","Equipment Storage Room, Surgical","Space used for storage of equipment such as OR tables, accessories, carts, etc.",{"$f":"table.SpaceClassification[[#This Row],[OmniClass Number]] & \": \" & table.SpaceClassification[[#This Row],[OmniClass Title]]","v":"13-51 44 21: Equipment Storage Room, Surgical"},null,null,null,null,"23-13 25 19 15 11 11","Sprayed Cellulose Thermal Insulation Coatings","23-13 25 19 15 11 11: Sprayed Cellulose Thermal Insulation Coatings",null,null,41089,"C10 INTERIOR CONSTRUCTION","C1020 INTERIOR DOORS","C102091 OTHER INTERIOR PERSONNEL DOORS","General","C102091: INTERIOR CONSTRUCTION, INTERIOR DOORS, OTHER INTERIOR PERSONNEL DOORS - General"]
[null,null,null,"13-51 44 23","Frozen Section Laboratory","Space used for rapid preparation, sectioning and microscopic examination of specimens obtained during surgery.",{"$f":"table.SpaceClassification[[#This Row],[OmniClass Number]] & \": \" & table.SpaceClassification[[#This Row],[OmniClass Title]]","v":"13-51 44 23: Frozen Section Laboratory"},null,null,null,null,"23-13 25 19 17","Loose Fill Thermal Insulation","23-13 25 19 17: Loose Fill Thermal Insulation",null,null,21428,"C10 INTERIOR CONSTRUCTION","C1020 INTERIOR DOORS","C102091 OTHER INTERIOR PERSONNEL DOORS","Other","C102091: INTERIOR CONSTRUCTION, INTERIOR DOORS, OTHER INTERIOR PERSONNEL DOORS - Other"]
[null,null,null,"13-51 44 25","General Operating Room","Space used for non-specialized surgical procedures.",{"$f":"table.SpaceClassification[[#This Row],[OmniClass Number]] & \": \" & table.SpaceClassification[[#This Row],[OmniClass Title]]","v":"13-51 44 25: General Operating Room"},null,null,null,null,"23-13 25 19 17 11","Granular Fill Thermal Insulation","23-13 25 19 17 11: Granular Fill Thermal Insulation",null,null,43089,"C10 INTERIOR CONSTRUCTION","C1020 INTERIOR DOORS","C102091 OTHER INTERIOR PERSONNEL DOORS","Unknown","C102091: INTERIOR CONSTRUCTION, INTERIOR DOORS, OTHER INTERIOR PERSONNEL DOORS - Unknown"]
[null,null,null,"13-51 44 27","Nerve Block Induction Room","Space used for the injection of local anesthetic for temporary reduction of pain. The process may include the use of ultrasound, fluoroscopy, or CT.",{"$f":"table.SpaceClassification[[#This Row],[OmniClass Number]] & \": \" & table.SpaceClassification[[#This Row],[OmniClass Title]]","v":"13-51 44 27: Nerve Block Induction Room"},null,null,null,null,"23-13 25 21","Sound Isolation Insulation","23-13 25 21: Sound Isolation Insulation",null,null,40271,"C10 INTERIOR CONSTRUCTION","C1020 INTERIOR DOORS","C102091 OTHER INTERIOR PERSONNEL DOORS","Cipher Lock","C102091: INTERIOR CONSTRUCTION, INTERIOR DOORS, OTHER INTERIOR PERSONNEL DOORS - Cipher Lock"]
[null,null,null,"13-51 44 29","Neurosurgery Operating Room","Space used for surgery of the brain and central and peripheral nervous system.",{"$f":"table.SpaceClassification[[#This Row],[OmniClass Number]] & \": \" & table.SpaceClassification[[#This Row],[OmniClass Title]]","v":"13-51 44 29: Neurosurgery Operating Room"},null,null,null,null,"23-13 25 21 11","Slab and Board Sound Isolation Insulation","23-13 25 21 11: Slab and Board Sound Isolation Insulation",null,null,41090,"C10 INTERIOR CONSTRUCTION","C1030 SPECIALTIES","C103001 COMPARTMENTS, CUBICLES & TOILET PARTITIONS","General","C103001: INTERIOR CONSTRUCTION, SPECIALTIES, COMPARTMENTS, CUBICLES & TOILET PARTITIONS - General"]
[null,null,null,"13-51 44 31","Orthopedic Operating Room","Space used for surgery of the skeletal system, muscles, tendons, ligaments and associated tissue.",{"$f":"table.SpaceClassification[[#This Row],[OmniClass Number]] & \": \" & table.SpaceClassification[[#This Row],[OmniClass Title]]","v":"13-51 44 31: Orthopedic Operating Room"},null,null,null,null,"23-13 25 21 13","Fiberglass Slab and Board Sound Isolation Insulation","23-13 25 21 13: Fiberglass Slab and Board Sound Isolation Insulation",null,null,42090,"C10 INTERIOR CONSTRUCTION","C1030 SPECIALTIES","C103001 COMPARTMENTS, CUBICLES & TOILET PARTITIONS","Other","C103001: INTERIOR CONSTRUCTION, SPECIALTIES, COMPARTMENTS, CUBICLES & TOILET PARTITIONS - Other"]
[null,null,null,"13-51 44 33","Patient Holding Area, Surgical","Space used for temporary holding of pre-surgical patients in the surgical department. Additional uses may include anesthesiologist interview of patient, preparation of surgical site, and inception of sedation or anesthesia agents.",{"$f":"table.SpaceClassification[[#This Row],[OmniClass Number]] & \": \" & table.SpaceClassification[[#This Row],[OmniClass Title]]","v":"13-51 44 33: Patient Holding Area, Surgical"},null,null,null,null,"23-13 25 21 15","Blanket Sound Isolation Insulation","23-13 25 21 15: Blanket Sound Isolation Insulation",null,null,43090,"C10 INTERIOR CONSTRUCTION","C1030 SPECIALTIES","C103001 COMPARTMENTS, CUBICLES & TOILET PARTITIONS","Unknown","C103001: INTERIOR CONSTRUCTION, SPECIALTIES, COMPARTMENTS, CUBICLES & TOILET PARTITIONS - Unknown"]
[null,null,null,"13-51 44 35","Postanesthesia Recovery Cubicle","Space used for the recovery of a patient who has had general anesthesia during a surgical procedure.",{"$f":"table.SpaceClassification[[#This Row],[OmniClass Number]] & \": \" & table.SpaceClassification[[#This Row],[OmniClass Title]]","v":"13-51 44 35: Postanesthesia Recovery Cubicle"},null,null,null,null,"23-13 25 21 15 11","Fiberglass Blanket Sound Isolation Insulation","23-13 25 21 15 11: Fiberglass Blanket Sound Isolation Insulation",null,null,30172,"C10 INTERIOR CONSTRUCTION","C1030 SPECIALTIES","C103001 COMPARTMENTS, CUBICLES & TOILET PARTITIONS","Shower Compartment","C103001: INTERIOR CONSTRUCTION, SPECIALTIES, COMPARTMENTS, CUBICLES & TOILET PARTITIONS - Shower Compartment"]
[null,null,null,"13-51 44 37","Postanesthesia Recovery Isolation Room","Space used for post anesthesia recovery of patients who may have an infectious disease.",{"$f":"table.SpaceClassification[[#This Row],[OmniClass Number]] & \": \" & table.SpaceClassification[[#This Row],[OmniClass Title]]","v":"13-51 44 37: Postanesthesia Recovery Isolation Room"},null,null,null,null,"23-13 25 21 15 13","Rock Wool Blanket Sound Isolation Insulation","23-13 25 21 15 13: Rock Wool Blanket Sound Isolation Insulation",null,null,30173,"C10 INTERIOR CONSTRUCTION","C1030 SPECIALTIES","C103001 COMPARTMENTS, CUBICLES & TOILET PARTITIONS","Shower Compartment - Coated Steel","C103001: INTERIOR CONSTRUCTION, SPECIALTIES, COMPARTMENTS, CUBICLES & TOILET PARTITIONS - Shower Compartment - Coated Steel"]
[null,null,null,"13-51 44 39","Postoperative Recovery Lounge","Space used for step down or Phase II recovery of surgical patients, particularly outpatients who will be discharged to home subsequent to their discharge from the postanesthesia recovery room.",{"$f":"table.SpaceClassification[[#This Row],[OmniClass Number]] & \": \" & table.SpaceClassification[[#This Row],[OmniClass Title]]","v":"13-51 44 39: Postoperative Recovery Lounge"},null,null,null,null,"23-13 25 21 17","Sound Isolation Coatings","23-13 25 21 17: Sound Isolation Coatings",null,null,30175,"C10 INTERIOR CONSTRUCTION","C1030 SPECIALTIES","C103001 COMPARTMENTS, CUBICLES & TOILET PARTITIONS","Shower Compartment - Fiberglass","C103001: INTERIOR CONSTRUCTION, SPECIALTIES, COMPARTMENTS, CUBICLES & TOILET PARTITIONS - Shower Compartment - Fiberglass"]
[null,null,null,"13-51 44 41","Preparation/Recovery Spaces, Surgical","Space used for preoperative patient preparation and postoperative recovery.",{"$f":"table.SpaceClassification[[#This Row],[OmniClass Number]] & \": \" & table.SpaceClassification[[#This Row],[OmniClass Title]]","v":"13-51 44 41: Preparation/Recovery Spaces, Surgical"},null,null,null,null,"23-13 25 21 19","Sound Isolation Loose Fills","23-13 25 21 19: Sound Isolation Loose Fills",null,null,30176,"C10 INTERIOR CONSTRUCTION","C1030 SPECIALTIES","C103001 COMPARTMENTS, CUBICLES & TOILET PARTITIONS","Shower Compartment - Glass","C103001: INTERIOR CONSTRUCTION, SPECIALTIES, COMPARTMENTS, CUBICLES & TOILET PARTITIONS - Shower Compartment - Glass"]
[null,null,null,"13-51 44 41 11","Preparation/Recovery Cubicle, Surgical","Space used for preoperative patient preparation and postoperative recovery in an ambulatory or outpatient surgery setting.",{"$f":"table.SpaceClassification[[#This Row],[OmniClass Number]] & \": \" & table.SpaceClassification[[#This Row],[OmniClass Title]]","v":"13-51 44 41 11: Preparation/Recovery Cubicle, Surgical"},null,null,null,null,"23-13 25 21 19 11","Granular Sound Isolation Loose Fills","23-13 25 21 19 11: Granular Sound Isolation Loose Fills",null,null,30180,"C10 INTERIOR CONSTRUCTION","C1030 SPECIALTIES","C103001 COMPARTMENTS, CUBICLES & TOILET PARTITIONS","Shower Compartment - Plastic","C103001: INTERIOR CONSTRUCTION, SPECIALTIES, COMPARTMENTS, CUBICLES & TOILET PARTITIONS - Shower Compartment - Plastic"]
[null,null,null,"13-51 44 41 13","Preparation/Recovery Room, Surgical","Space used for preparation and holding of patients prior to surgery and for recovery after surgery, generally in an outpatient or ambulatory care setting.",{"$f":"table.SpaceClassification[[#This Row],[OmniClass Number]] & \": \" & table.SpaceClassification[[#This Row],[OmniClass Title]]","v":"13-51 44 41 13: Preparation/Recovery Room, Surgical"},null,null,null,null,"23-13 25 23","Damage Prevention Products","23-13 25 23: Damage Prevention Products",null,null,30174,"C10 INTERIOR CONSTRUCTION","C1030 SPECIALTIES","C103001 COMPARTMENTS, CUBICLES & TOILET PARTITIONS","Shower Compartment - Stainless Steel","C103001: INTERIOR CONSTRUCTION, SPECIALTIES, COMPARTMENTS, CUBICLES & TOILET PARTITIONS - Shower Compartment - Stainless Steel"]
[null,null,null,"13-51 44 43","Procedure/Minor Operating Room","Space used for a class of surgical procedure which generally does not require general anesthesia and which are generally performed on ambulatory patients. Examples include: incision and drainage of abscesses and cysts, evacuation of hemmohoids, excision of small skin lesions, small skin grafts, debridement of wounds, and suture removal.",{"$f":"table.SpaceClassification[[#This Row],[OmniClass Number]] & \": \" & table.SpaceClassification[[#This Row],[OmniClass Title]]","v":"13-51 44 43: Procedure/Minor Operating Room"},null,null,null,null,"23-13 25 23 11","Products for Prevention of Biological Damage","23-13 25 23 11: Products for Prevention of Biological Damage",null,null,21429,"C10 INTERIOR CONSTRUCTION","C1030 SPECIALTIES","C103001 COMPARTMENTS, CUBICLES & TOILET PARTITIONS","Toilet Partitions","C103001: INTERIOR CONSTRUCTION, SPECIALTIES, COMPARTMENTS, CUBICLES & TOILET PARTITIONS - Toilet Partitions"]
[null,null,null,"13-51 44 45","Scrub/Gowning Area","Space used by surgical staff for scrubbing of hands and lower arms during the process of preparing for surgery and for donning sterile gowns before entering an operating room.",{"$f":"table.SpaceClassification[[#This Row],[OmniClass Number]] & \": \" & table.SpaceClassification[[#This Row],[OmniClass Title]]","v":"13-51 44 45: Scrub/Gowning Area"},null,null,null,null,"23-13 25 23 11 11","Coatings for Prevention of Biological Damage","23-13 25 23 11 11: Coatings for Prevention of Biological Damage",null,null,30169,"C10 INTERIOR CONSTRUCTION","C1030 SPECIALTIES","C103001 COMPARTMENTS, CUBICLES & TOILET PARTITIONS","Toilet Partitions - Coated Steel","C103001: INTERIOR CONSTRUCTION, SPECIALTIES, COMPARTMENTS, CUBICLES & TOILET PARTITIONS - Toilet Partitions - Coated Steel"]
[null,null,null,"13-51 44 47","Sub-Sterile Room","Space used to support one or more operating rooms by providing space for flash sterilization of instruments, storage of warmed blankets, and other accessory functions.",{"$f":"table.SpaceClassification[[#This Row],[OmniClass Number]] & \": \" & table.SpaceClassification[[#This Row],[OmniClass Title]]","v":"13-51 44 47: Sub-Sterile Room"},null,null,null,null,"23-13 25 23 13","Products for Prevention of Chemical Damage","23-13 25 23 13: Products for Prevention of Chemical Damage",null,null,30168,"C10 INTERIOR CONSTRUCTION","C1030 SPECIALTIES","C103001 COMPARTMENTS, CUBICLES & TOILET PARTITIONS","Toilet Partitions - Plastic","C103001: INTERIOR CONSTRUCTION, SPECIALTIES, COMPARTMENTS, CUBICLES & TOILET PARTITIONS - Toilet Partitions - Plastic"]
[null,null,null,"13-51 44 50","Operating Room, Sterile Storage","Space used for storage of supplies which must be maintained in a sterile state.",{"$f":"table.SpaceClassification[[#This Row],[OmniClass Number]] & \": \" & table.SpaceClassification[[#This Row],[OmniClass Title]]","v":"13-51 44 50: Operating Room, Sterile Storage"},null,null,null,null,"23-13 25 23 13 11","Tiles and Slabs for Prevention of Chemical Damage","23-13 25 23 13 11: Tiles and Slabs for Prevention of Chemical Damage",null,null,30170,"C10 INTERIOR CONSTRUCTION","C1030 SPECIALTIES","C103001 COMPARTMENTS, CUBICLES & TOILET PARTITIONS","Toilet Partitions - Stainless Steel","C103001: INTERIOR CONSTRUCTION, SPECIALTIES, COMPARTMENTS, CUBICLES & TOILET PARTITIONS - Toilet Partitions - Stainless Steel"]
[null,null,null,"13-51 44 51","Surgical Laser Treatment Room","Space used for surgical techniques which employ various types of lasers. In addition to eye surgery, surgical lasers are Space used in dermatological procedures, vascular surgery, neurosurgery, and spinal orthopedic procedures. Procedures which require general anesthesia are performed in an operating room.",{"$f":"table.SpaceClassification[[#This Row],[OmniClass Number]] & \": \" & table.SpaceClassification[[#This Row],[OmniClass Title]]","v":"13-51 44 51: Surgical Laser Treatment Room"},null,null,null,null,"23-13 25 23 13 13","Sheets for Prevention of Chemical Damage","23-13 25 23 13 13: Sheets for Prevention of Chemical Damage",null,null,30167,"C10 INTERIOR CONSTRUCTION","C1030 SPECIALTIES","C103001 COMPARTMENTS, CUBICLES & TOILET PARTITIONS","Toilet Partitions - Stone","C103001: INTERIOR CONSTRUCTION, SPECIALTIES, COMPARTMENTS, CUBICLES & TOILET PARTITIONS - Toilet Partitions - Stone"]
[null,null,null,"13-51 44 53","Recovery Room, Surgical","Space used for the recovery of patients who have been administered general anesthesia.",{"$f":"table.SpaceClassification[[#This Row],[OmniClass Number]] & \": \" & table.SpaceClassification[[#This Row],[OmniClass Title]]","v":"13-51 44 53: Recovery Room, Surgical"},null,null,null,null,"23-13 25 23 13 15","Coatings for Prevention of Chemical Damage","23-13 25 23 13 15: Coatings for Prevention of Chemical Damage",null,null,30171,"C10 INTERIOR CONSTRUCTION","C1030 SPECIALTIES","C103001 COMPARTMENTS, CUBICLES & TOILET PARTITIONS","Urinal Screen","C103001: INTERIOR CONSTRUCTION, SPECIALTIES, COMPARTMENTS, CUBICLES & TOILET PARTITIONS - Urinal Screen"]
[null,null,null,"13-51 44 55","Surgical Suite, Workroom and Supply Space","Space used for cleaning and sterilization of surgical instruments, preparation of sterile surgical instrument packs, and storage of surgical supplies in a veterinary research service setting.",{"$f":"table.SpaceClassification[[#This Row],[OmniClass Number]] & \": \" & table.SpaceClassification[[#This Row],[OmniClass Title]]","v":"13-51 44 55: Surgical Suite, Workroom and Supply Space"},null,null,null,null,"23-13 25 23 15","Products for Prevention of Abrasive Wear","23-13 25 23 15: Products for Prevention of Abrasive Wear",null,null,41091,"C10 INTERIOR CONSTRUCTION","C1030 SPECIALTIES","C103002 TOILET & BATH ACCESSORIES","General","C103002: INTERIOR CONSTRUCTION, SPECIALTIES, TOILET & BATH ACCESSORIES - General"]
[null,null,null,"13-51 47 00","Clinical Laboratory Spaces","Spaces used for testing of human biological specimens to determine health status, to diagnose disease, and to prepare blood and serum for patient use.",{"$f":"table.SpaceClassification[[#This Row],[OmniClass Number]] & \": \" & table.SpaceClassification[[#This Row],[OmniClass Title]]","v":"13-51 47 00: Clinical Laboratory Spaces"},null,null,null,null,"23-13 25 25","Air Barriers","23-13 25 25: Air Barriers",null,null,42091,"C10 INTERIOR CONSTRUCTION","C1030 SPECIALTIES","C103002 TOILET & BATH ACCESSORIES","Other","C103002: INTERIOR CONSTRUCTION, SPECIALTIES, TOILET & BATH ACCESSORIES - Other"]
[null,null,null,"13-51 47 11","Automated Clinical Laboratory","Space used to house a central area in the clinical laboratory that performs the high-volume, automated testing of hematology, coagulation, chemistry, and urinalysis specimens.",{"$f":"table.SpaceClassification[[#This Row],[OmniClass Number]] & \": \" & table.SpaceClassification[[#This Row],[OmniClass Title]]","v":"13-51 47 11: Automated Clinical Laboratory"},null,null,null,null,"23-13 25 27","Vapor Barriers","23-13 25 27: Vapor Barriers",null,null,43091,"C10 INTERIOR CONSTRUCTION","C1030 SPECIALTIES","C103002 TOILET & BATH ACCESSORIES","Unknown","C103002: INTERIOR CONSTRUCTION, SPECIALTIES, TOILET & BATH ACCESSORIES - Unknown"]
[null,null,null,"13-51 47 13","Bioassay (Radioimmunoassay) Room","Space used for a technique which employs a radiolabeled antigen and other substances to measure the level of a specific antigen in the serum of a patient. The test is employed to study conditions of the immune system. The test procedure is extremely sensitive, but it requires special equipment and hazardous substances.",{"$f":"table.SpaceClassification[[#This Row],[OmniClass Number]] & \": \" & table.SpaceClassification[[#This Row],[OmniClass Title]]","v":"13-51 47 13: Bioassay (Radioimmunoassay) Room"},null,null,null,null,"23-13 27 11","Cleaning and Maintenance Products","23-13 27 11: Cleaning and Maintenance Products",null,null,41092,"C10 INTERIOR CONSTRUCTION","C1030 SPECIALTIES","C103003 MARKER BOARDS & TACK BOARDS","General","C103003: INTERIOR CONSTRUCTION, SPECIALTIES, MARKER BOARDS & TACK BOARDS - General"]
[null,null,null,"13-51 47 15","Blood Gas Laboratory","Space used for testing equipment which determines the concentrations of certain gases in the bloodstream. Function is associated with intensive inpatient care, cardiovascular care, and pulmonary medicine.",{"$f":"table.SpaceClassification[[#This Row],[OmniClass Number]] & \": \" & table.SpaceClassification[[#This Row],[OmniClass Title]]","v":"13-51 47 15: Blood Gas Laboratory"},null,null,null,null,"23-13 27 11 11","Cleaning Products","23-13 27 11 11: Cleaning Products",null,null,42092,"C10 INTERIOR CONSTRUCTION","C1030 SPECIALTIES","C103003 MARKER BOARDS & TACK BOARDS","Other","C103003: INTERIOR CONSTRUCTION, SPECIALTIES, MARKER BOARDS & TACK BOARDS - Other"]
[null,null,null,"13-51 47 17","Blood Hemotherapeutics Room","Space used for the collection of special blood components (white blood cells, platelets, etc.) from patients; and the therapeutic removal of plasma (plasmapheresis) or blood cells (cytopheresis).",{"$f":"table.SpaceClassification[[#This Row],[OmniClass Number]] & \": \" & table.SpaceClassification[[#This Row],[OmniClass Title]]","v":"13-51 47 17: Blood Hemotherapeutics Room"},null,null,null,null,"23-13 27 11 13","Maintenance Products","23-13 27 11 13: Maintenance Products",null,null,43092,"C10 INTERIOR CONSTRUCTION","C1030 SPECIALTIES","C103003 MARKER BOARDS & TACK BOARDS","Unknown","C103003: INTERIOR CONSTRUCTION, SPECIALTIES, MARKER BOARDS & TACK BOARDS - Unknown"]
[null,null,null,"13-51 47 19","Bone Dissection Laboratory","Space used for dissection and analysis of bones and bone specimens in a clinical pathology or autopsy service setting.",{"$f":"table.SpaceClassification[[#This Row],[OmniClass Number]] & \": \" & table.SpaceClassification[[#This Row],[OmniClass Title]]","v":"13-51 47 19: Bone Dissection Laboratory"},null,null,null,null,"23-13 27 11 15","Combined Cleaning and Protection Products","23-13 27 11 15: Combined Cleaning and Protection Products",null,null,41093,"C10 INTERIOR CONSTRUCTION","C1030 SPECIALTIES","C103004 IDENTIFYING DEVICES","General","C103004: INTERIOR CONSTRUCTION, SPECIALTIES, IDENTIFYING DEVICES - General"]
[null,null,null,"13-51 47 21","Clinical Chemistry Laboratory","Space used for chemistry, hematology, and urinalysis functions in a hospital, ambulatory care, or outpatient facility.",{"$f":"table.SpaceClassification[[#This Row],[OmniClass Number]] & \": \" & table.SpaceClassification[[#This Row],[OmniClass Title]]","v":"13-51 47 21: Clinical Chemistry Laboratory"},null,null,null,null,"23-13 27 13","Repair Products","23-13 27 13: Repair Products",null,null,42093,"C10 INTERIOR CONSTRUCTION","C1030 SPECIALTIES","C103004 IDENTIFYING DEVICES","Other","C103004: INTERIOR CONSTRUCTION, SPECIALTIES, IDENTIFYING DEVICES - Other"]
[null,null,null,"13-51 47 23","Clinical Microbiology Laboratory","Space used for manual and automated microbiology tests and systems.",{"$f":"table.SpaceClassification[[#This Row],[OmniClass Number]] & \": \" & table.SpaceClassification[[#This Row],[OmniClass Title]]","v":"13-51 47 23: Clinical Microbiology Laboratory"},null,null,null,null,"23-13 27 13 11","Repair Mortars","23-13 27 13 11: Repair Mortars",null,null,43093,"C10 INTERIOR CONSTRUCTION","C1030 SPECIALTIES","C103004 IDENTIFYING DEVICES","Unknown","C103004: INTERIOR CONSTRUCTION, SPECIALTIES, IDENTIFYING DEVICES - Unknown"]
[null,null,null,"13-51 47 25","Cytology Laboratory","Space used for the examination of cells to determine the presence of disease, cancer or other conditions especially gynecological specimens.",{"$f":"table.SpaceClassification[[#This Row],[OmniClass Number]] & \": \" & table.SpaceClassification[[#This Row],[OmniClass Title]]","v":"13-51 47 25: Cytology Laboratory"},null,null,null,null,"23-13 27 13 13","Concrete Restoration and Cleaning Products","23-13 27 13 13: Concrete Restoration and Cleaning Products",null,null,21430,"C10 INTERIOR CONSTRUCTION","C1030 SPECIALTIES","C103005 LOCKERS","General","C103005: INTERIOR CONSTRUCTION, SPECIALTIES, LOCKERS - General"]
[null,null,null,"13-51 47 27","Cytology Screening and Histology Space","Space used to study cells for morphologic abnormalities indicative of disease.",{"$f":"table.SpaceClassification[[#This Row],[OmniClass Number]] & \": \" & table.SpaceClassification[[#This Row],[OmniClass Title]]","v":"13-51 47 27: Cytology Screening and Histology Space"},null,null,null,null,"23-13 27 13 13 11","Concrete Cleaning Products","23-13 27 13 13 11: Concrete Cleaning Products",null,null,42094,"C10 INTERIOR CONSTRUCTION","C1030 SPECIALTIES","C103005 LOCKERS","Other","C103005: INTERIOR CONSTRUCTION, SPECIALTIES, LOCKERS - Other"]
[null,null,null,"13-51 47 29","Dermatology Laboratory","Space used for analysis of specimens obtained during dermatological procedures in a clinic or outpatient setting.",{"$f":"table.SpaceClassification[[#This Row],[OmniClass Number]] & \": \" & table.SpaceClassification[[#This Row],[OmniClass Title]]","v":"13-51 47 29: Dermatology Laboratory"},null,null,null,null,"23-13 27 13 13 13","Concrete Resurfacing Products","23-13 27 13 13 13: Concrete Resurfacing Products",null,null,43094,"C10 INTERIOR CONSTRUCTION","C1030 SPECIALTIES","C103005 LOCKERS","Unknown","C103005: INTERIOR CONSTRUCTION, SPECIALTIES, LOCKERS - Unknown"]
[null,null,null,"13-51 47 31","Electron Microscope Suite","A group of rooms Space used to house an electron microscope and its related components. Electron microscopes use a beam of electrons to achieve magnifications (up to 2 million times) which is much greater than that possible with a light microscope. Electron microscopes have a variety of scientific and industrial applications. In science these include: cryobiology, electron tomography, cellular tomography, toxicology, pharmaceutical quality control, and virology.",{"$f":"table.SpaceClassification[[#This Row],[OmniClass Number]] & \": \" & table.SpaceClassification[[#This Row],[OmniClass Title]]","v":"13-51 47 31: Electron Microscope Suite"},null,null,null,null,"23-13 27 13 13 15","Concrete Rehabilitation Products","23-13 27 13 13 15: Concrete Rehabilitation Products",null,null,30300,"C10 INTERIOR CONSTRUCTION","C1030 SPECIALTIES","C103006 SHELVING","General","C103006: INTERIOR CONSTRUCTION, SPECIALTIES, SHELVING - General"]
[null,null,null,"13-51 47 33","Electron Microscope System Room","Space used for the principal components of an electron microscope.",{"$f":"table.SpaceClassification[[#This Row],[OmniClass Number]] & \": \" & table.SpaceClassification[[#This Row],[OmniClass Title]]","v":"13-51 47 33: Electron Microscope System Room"},null,null,null,null,"23-13 27 13 15","Masonry Restoration and Cleaning Products","23-13 27 13 15: Masonry Restoration and Cleaning Products",null,null,42095,"C10 INTERIOR CONSTRUCTION","C1030 SPECIALTIES","C103006 SHELVING","Other","C103006: INTERIOR CONSTRUCTION, SPECIALTIES, SHELVING - Other"]
[null,null,null,"13-51 47 35","Entomology Laboratory","Space used for the examination of insects which may carry disease and/or which may be vectors that carry disease to humans.",{"$f":"table.SpaceClassification[[#This Row],[OmniClass Number]] & \": \" & table.SpaceClassification[[#This Row],[OmniClass Title]]","v":"13-51 47 35: Entomology Laboratory"},null,null,null,null,"23-13 27 13 15 11","Unit Masonry Restoration Products","23-13 27 13 15 11: Unit Masonry Restoration Products",null,null,43095,"C10 INTERIOR CONSTRUCTION","C1030 SPECIALTIES","C103006 SHELVING","Unknown","C103006: INTERIOR CONSTRUCTION, SPECIALTIES, SHELVING - Unknown"]
[null,null,null,"13-51 47 37","Flow Cytometer Space","Space used for a test which counts and examines microscopic particles, such as cells. It is Space used for diagnosis of certain health disorders such as blood cancers.",{"$f":"table.SpaceClassification[[#This Row],[OmniClass Number]] & \": \" & table.SpaceClassification[[#This Row],[OmniClass Title]]","v":"13-51 47 37: Flow Cytometer Space"},null,null,null,null,"23-13 27 13 15 13","Stone Restoration products","23-13 27 13 15 13: Stone Restoration products",null,null,30301,"C10 INTERIOR CONSTRUCTION","C1030 SPECIALTIES","C103007 FIRE EXTINGUISHER CABINETS","General","C103007: INTERIOR CONSTRUCTION, SPECIALTIES, FIRE EXTINGUISHER CABINETS - General"]
[null,null,null,"13-51 47 39","Fluorescence Microscope Room","Space used for fluorescence microscope work. One component of the specimen is labeled with a fluorescent material and then illuminated with a light of a specific wavelength to reveal its properties.",{"$f":"table.SpaceClassification[[#This Row],[OmniClass Number]] & \": \" & table.SpaceClassification[[#This Row],[OmniClass Title]]","v":"13-51 47 39: Fluorescence Microscope Room"},null,null,null,null,"23-13 27 13 15 15","Unit Masonry Cleaning Products","23-13 27 13 15 15: Unit Masonry Cleaning Products",null,null,42096,"C10 INTERIOR CONSTRUCTION","C1030 SPECIALTIES","C103007 FIRE EXTINGUISHER CABINETS","Other","C103007: INTERIOR CONSTRUCTION, SPECIALTIES, FIRE EXTINGUISHER CABINETS - Other"]
[null,null,null,"13-51 47 41","General Clinical Laboratory Area","Space used for testing of specimens or other substances to determine their chemical and biological properties for the purposes of research and patient care.",{"$f":"table.SpaceClassification[[#This Row],[OmniClass Number]] & \": \" & table.SpaceClassification[[#This Row],[OmniClass Title]]","v":"13-51 47 41: General Clinical Laboratory Area"},null,null,null,null,"23-13 27 13 15 17","Stone Cleaning products","23-13 27 13 15 17: Stone Cleaning products",null,null,43096,"C10 INTERIOR CONSTRUCTION","C1030 SPECIALTIES","C103007 FIRE EXTINGUISHER CABINETS","Unknown","C103007: INTERIOR CONSTRUCTION, SPECIALTIES, FIRE EXTINGUISHER CABINETS - Unknown"]
[null,null,null,"13-51 47 43","Hematology Laboratory, Coagulation","Space used to tests to study those properties of blood specimens relating to coagulation, a process through which blood loss is limited after injury to the blood carrying structure.",{"$f":"table.SpaceClassification[[#This Row],[OmniClass Number]] & \": \" & table.SpaceClassification[[#This Row],[OmniClass Title]]","v":"13-51 47 43: Hematology Laboratory, Coagulation"},null,null,null,null,"23-13 27 13 17","Metal Restoration and Cleaning Products","23-13 27 13 17: Metal Restoration and Cleaning Products",null,null,21432,"C10 INTERIOR CONSTRUCTION","C1030 SPECIALTIES","C103008 COUNTERS","General","C103008: INTERIOR CONSTRUCTION, SPECIALTIES, COUNTERS - General"]
[null,null,null,"13-51 47 45","Hematology Laboratory, Routine","Space used for the study of blood and blood forming organs for the diagnosis of disease or chronic health problems.",{"$f":"table.SpaceClassification[[#This Row],[OmniClass Number]] & \": \" & table.SpaceClassification[[#This Row],[OmniClass Title]]","v":"13-51 47 45: Hematology Laboratory, Routine"},null,null,null,null,"23-13 27 13 19","Wood and Plastic Restoration and Cleaning Products","23-13 27 13 19: Wood and Plastic Restoration and Cleaning Products",null,null,42097,"C10 INTERIOR CONSTRUCTION","C1030 SPECIALTIES","C103008 COUNTERS","Other","C103008: INTERIOR CONSTRUCTION, SPECIALTIES, COUNTERS - Other"]
[null,null,null,"13-51 47 47","Histology Laboratory","Space used for the processing of tissue specimens through automated processors, embedding the specimens in paraffin blocks, sectioning the specimens and staining them for examination by pathologists.",{"$f":"table.SpaceClassification[[#This Row],[OmniClass Number]] & \": \" & table.SpaceClassification[[#This Row],[OmniClass Title]]","v":"13-51 47 47: Histology Laboratory"},null,null,null,null,"23-13 27 13 19 11","Wood Restoration and Cleaning Products","23-13 27 13 19 11: Wood Restoration and Cleaning Products",null,null,43097,"C10 INTERIOR CONSTRUCTION","C1030 SPECIALTIES","C103008 COUNTERS","Unknown","C103008: INTERIOR CONSTRUCTION, SPECIALTIES, COUNTERS - Unknown"]
[null,null,null,"13-51 47 49","Immunopathology Laboratory","Space used for the study of immune responses related to disease.",{"$f":"table.SpaceClassification[[#This Row],[OmniClass Number]] & \": \" & table.SpaceClassification[[#This Row],[OmniClass Title]]","v":"13-51 47 49: Immunopathology Laboratory"},null,null,null,null,"23-13 27 13 19 13","Plastic Restoration and Cleaning Products","23-13 27 13 19 13: Plastic Restoration and Cleaning Products",null,null,40273,"C10 INTERIOR CONSTRUCTION","C1030 SPECIALTIES","C103008 COUNTERS","Concrete","C103008: INTERIOR CONSTRUCTION, SPECIALTIES, COUNTERS - Concrete"]
[null,null,null,"13-51 47 51","Microbiology Biosafety Laboratory","Space used for testing of biologically hazardous specimens.",{"$f":"table.SpaceClassification[[#This Row],[OmniClass Number]] & \": \" & table.SpaceClassification[[#This Row],[OmniClass Title]]","v":"13-51 47 51: Microbiology Biosafety Laboratory"},null,null,null,null,"23-13 27 15","Chemicals for Construction","23-13 27 15: Chemicals for Construction",null,null,40279,"C10 INTERIOR CONSTRUCTION","C1030 SPECIALTIES","C103008 COUNTERS","Corian","C103008: INTERIOR CONSTRUCTION, SPECIALTIES, COUNTERS - Corian"]
[null,null,null,"13-51 47 53","Microbiology Mycology Laboratory","Space used for identification and testing of fungi and susceptibility testing for anti-fungal drugs.",{"$f":"table.SpaceClassification[[#This Row],[OmniClass Number]] & \": \" & table.SpaceClassification[[#This Row],[OmniClass Title]]","v":"13-51 47 53: Microbiology Mycology Laboratory"},null,null,null,null,"23-13 27 15 11","Solvents","23-13 27 15 11: Solvents",null,null,40275,"C10 INTERIOR CONSTRUCTION","C1030 SPECIALTIES","C103008 COUNTERS","Granite","C103008: INTERIOR CONSTRUCTION, SPECIALTIES, COUNTERS - Granite"]
[null,null,null,"13-51 47 55","Microbiology Mycobacteriology Laboratory","Space used for TB culture and susceptibility testing of microorganisms.",{"$f":"table.SpaceClassification[[#This Row],[OmniClass Number]] & \": \" & table.SpaceClassification[[#This Row],[OmniClass Title]]","v":"13-51 47 55: Microbiology Mycobacteriology Laboratory"},null,null,null,null,"23-13 27 15 13","Acids","23-13 27 15 13: Acids",null,null,40272,"C10 INTERIOR CONSTRUCTION","C1030 SPECIALTIES","C103008 COUNTERS","Laminated Plastic","C103008: INTERIOR CONSTRUCTION, SPECIALTIES, COUNTERS - Laminated Plastic"]
[null,null,null,"13-51 47 57","Moh's Laboratory","Space used for analysis of specimens/biopsies obtained during dermatological procedures.",{"$f":"table.SpaceClassification[[#This Row],[OmniClass Number]] & \": \" & table.SpaceClassification[[#This Row],[OmniClass Title]]","v":"13-51 47 57: Moh's Laboratory"},null,null,null,null,"23-13 27 15 15","Alkalis","23-13 27 15 15: Alkalis",null,null,40276,"C10 INTERIOR CONSTRUCTION","C1030 SPECIALTIES","C103008 COUNTERS","Metal","C103008: INTERIOR CONSTRUCTION, SPECIALTIES, COUNTERS - Metal"]
[null,null,null,"13-51 47 59","Mycology Laboratory","Space used for the study of fungi and their relationship with health conditions.",{"$f":"table.SpaceClassification[[#This Row],[OmniClass Number]] & \": \" & table.SpaceClassification[[#This Row],[OmniClass Title]]","v":"13-51 47 59: Mycology Laboratory"},null,null,null,null,"23-13 27 15 17","Salts","23-13 27 15 17: Salts",null,null,40278,"C10 INTERIOR CONSTRUCTION","C1030 SPECIALTIES","C103008 COUNTERS","Stone","C103008: INTERIOR CONSTRUCTION, SPECIALTIES, COUNTERS - Stone"]
[null,null,null,"13-51 47 61","Nephrology Renal Study Space","Space used by nephrologists for study of renal condition and mal-performance.",{"$f":"table.SpaceClassification[[#This Row],[OmniClass Number]] & \": \" & table.SpaceClassification[[#This Row],[OmniClass Title]]","v":"13-51 47 61: Nephrology Renal Study Space"},null,null,null,null,"23-13 29 11","Foundation Piles","23-13 29 11: Foundation Piles",null,null,40277,"C10 INTERIOR CONSTRUCTION","C1030 SPECIALTIES","C103008 COUNTERS","Tile","C103008: INTERIOR CONSTRUCTION, SPECIALTIES, COUNTERS - Tile"]
[null,null,null,"13-51 47 63","Renal Studies Laboratory","Space used for the investigation of diseases and conditions of the kidneys and related systems.",{"$f":"table.SpaceClassification[[#This Row],[OmniClass Number]] & \": \" & table.SpaceClassification[[#This Row],[OmniClass Title]]","v":"13-51 47 63: Renal Studies Laboratory"},null,null,null,null,"23-13 29 11 11","Foundation Pile Components ","23-13 29 11 11: Foundation Pile Components ",null,null,40274,"C10 INTERIOR CONSTRUCTION","C1030 SPECIALTIES","C103008 COUNTERS","Wood","C103008: INTERIOR CONSTRUCTION, SPECIALTIES, COUNTERS - Wood"]
[null,null,null,"13-51 47 65","Special Chemistry Laboratory","Space used for special and unique diagnostic procedures such as chromatography, EMIT and/or manual spectrophotemetry, fluorometry, etc. to perform therapeutic drug monitoring, toxicology, endocrinology, heavy metal, nutrition and metabolism studies.",{"$f":"table.SpaceClassification[[#This Row],[OmniClass Number]] & \": \" & table.SpaceClassification[[#This Row],[OmniClass Title]]","v":"13-51 47 65: Special Chemistry Laboratory"},null,null,null,null,"23-13 29 11 11 11","Pile Casings (Linings)","23-13 29 11 11 11: Pile Casings (Linings)",null,null,21431,"C10 INTERIOR CONSTRUCTION","C1030 SPECIALTIES","C103009 CABINETS","General","C103009: INTERIOR CONSTRUCTION, SPECIALTIES, CABINETS - General"]
[null,null,null,"13-51 47 67","Urine Testing Alcove","Space used in conjunction with and adjacent to a specimen collection toilet for routine testing of urine specimens.",{"$f":"table.SpaceClassification[[#This Row],[OmniClass Number]] & \": \" & table.SpaceClassification[[#This Row],[OmniClass Title]]","v":"13-51 47 67: Urine Testing Alcove"},null,null,null,null,"23-13 29 11 11 13","Cores and Mandrels","23-13 29 11 11 13: Cores and Mandrels",null,null,42098,"C10 INTERIOR CONSTRUCTION","C1030 SPECIALTIES","C103009 CABINETS","Other","C103009: INTERIOR CONSTRUCTION, SPECIALTIES, CABINETS - Other"]
[null,null,null,"13-51 47 69","Urinalysis Laboratory","Space used for the biochemical analysis and microscopic examination of urine and feces for the detection of abnormalities or disease.",{"$f":"table.SpaceClassification[[#This Row],[OmniClass Number]] & \": \" & table.SpaceClassification[[#This Row],[OmniClass Title]]","v":"13-51 47 69: Urinalysis Laboratory"},null,null,null,null,"23-13 29 11 11 15","Pile Extension Pieces","23-13 29 11 11 15: Pile Extension Pieces",null,null,43098,"C10 INTERIOR CONSTRUCTION","C1030 SPECIALTIES","C103009 CABINETS","Unknown","C103009: INTERIOR CONSTRUCTION, SPECIALTIES, CABINETS - Unknown"]
[null,null,null,"13-51 47 71","Urology Laboratory","Space used to examine urine, blood, and secretions of the genitourinary tract in order to assess the health conditions of the genitourinary system and, where indicated, develop a diagnosis and plan of treatment.",{"$f":"table.SpaceClassification[[#This Row],[OmniClass Number]] & \": \" & table.SpaceClassification[[#This Row],[OmniClass Title]]","v":"13-51 47 71: Urology Laboratory"},null,null,null,null,"23-13 29 11 11 17","Pile Shoes","23-13 29 11 11 17: Pile Shoes",null,null,41099,"C10 INTERIOR CONSTRUCTION","C1030 SPECIALTIES","C103010 CASEWORK","General","C103010: INTERIOR CONSTRUCTION, SPECIALTIES, CASEWORK - General"]
[null,null,null,"13-51 47 73","Medical Autopsy Room ","Space used for forensic examination of human remains.",{"$f":"table.SpaceClassification[[#This Row],[OmniClass Number]] & \": \" & table.SpaceClassification[[#This Row],[OmniClass Title]]","v":"13-51 47 73: Medical Autopsy Room "},null,null,null,null,"23-13 29 11 11 19","Pile Splices","23-13 29 11 11 19: Pile Splices",null,null,42099,"C10 INTERIOR CONSTRUCTION","C1030 SPECIALTIES","C103010 CASEWORK","Other","C103010: INTERIOR CONSTRUCTION, SPECIALTIES, CASEWORK - Other"]
[null,null,null,"13-51 51 00","Clinical Laboratory Support Spaces","Spaces used exclusively in support of clinical laboratory operations.",{"$f":"table.SpaceClassification[[#This Row],[OmniClass Number]] & \": \" & table.SpaceClassification[[#This Row],[OmniClass Title]]","v":"13-51 51 00: Clinical Laboratory Support Spaces"},null,null,null,null,"23-13 29 11 11 21","Pile Caps","23-13 29 11 11 21: Pile Caps",null,null,43099,"C10 INTERIOR CONSTRUCTION","C1030 SPECIALTIES","C103010 CASEWORK","Unknown","C103010: INTERIOR CONSTRUCTION, SPECIALTIES, CASEWORK - Unknown"]
[null,null,null,"13-51 51 11","Blood Bank Donor Station","Space used for donating blood in an organized blood banking program.",{"$f":"table.SpaceClassification[[#This Row],[OmniClass Number]] & \": \" & table.SpaceClassification[[#This Row],[OmniClass Title]]","v":"13-51 51 11: Blood Bank Donor Station"},null,null,null,null,"23-13 29 11 13","Driven Piles","23-13 29 11 13: Driven Piles",null,null,41100,"C10 INTERIOR CONSTRUCTION","C1030 SPECIALTIES","C103011 CLOSETS","General","C103011: INTERIOR CONSTRUCTION, SPECIALTIES, CLOSETS - General"]
[null,null,null,"13-51 51 13","Blood Bank Preparation Rom","Space used for red cell packing, red cell washing, freezing/ rejuvenating, thawing and deglycerolizing, freezing of frozen plasma, preparation of cryoprecipitate, thawing of cryoprecipitate, pooling of cryoprecipitate, platelet and granulocyte concentrates from single units, and pooling platelets.",{"$f":"table.SpaceClassification[[#This Row],[OmniClass Number]] & \": \" & table.SpaceClassification[[#This Row],[OmniClass Title]]","v":"13-51 51 13: Blood Bank Preparation Rom"},null,null,null,null,"23-13 29 11 13 11","Composite Driven Piles","23-13 29 11 13 11: Composite Driven Piles",null,null,42100,"C10 INTERIOR CONSTRUCTION","C1030 SPECIALTIES","C103011 CLOSETS","Other","C103011: INTERIOR CONSTRUCTION, SPECIALTIES, CLOSETS - Other"]
[null,null,null,"13-51 51 15","Blood Bank Blood Product Storage Space","Space used to store, type, and cross match blood.",{"$f":"table.SpaceClassification[[#This Row],[OmniClass Number]] & \": \" & table.SpaceClassification[[#This Row],[OmniClass Title]]","v":"13-51 51 15: Blood Bank Blood Product Storage Space"},null,null,null,null,"23-13 29 11 13 13","Concrete Filled Steel Driven Piles","23-13 29 11 13 13: Concrete Filled Steel Driven Piles",null,null,43100,"C10 INTERIOR CONSTRUCTION","C1030 SPECIALTIES","C103011 CLOSETS","Unknown","C103011: INTERIOR CONSTRUCTION, SPECIALTIES, CLOSETS - Unknown"]
[null,null,null,"13-51 51 17","Blood Bank Storage and Transfusion Room","Space used to store, type, cross match, and transfuse blood.",{"$f":"table.SpaceClassification[[#This Row],[OmniClass Number]] & \": \" & table.SpaceClassification[[#This Row],[OmniClass Title]]","v":"13-51 51 17: Blood Bank Storage and Transfusion Room"},null,null,null,null,"23-13 29 11 13 15","Precast Concrete Driven Piles","23-13 29 11 13 15: Precast Concrete Driven Piles",null,null,41101,"C10 INTERIOR CONSTRUCTION","C1030 SPECIALTIES","C103012 FIRESTOPPING PENETRATIONS","General","C103012: INTERIOR CONSTRUCTION, SPECIALTIES, FIRESTOPPING PENETRATIONS - General"]
[null,null,null,"13-51 51 19","Blood Specimen Collection Room","Space used for phlebotomy, drawing of blood specimens from patients.",{"$f":"table.SpaceClassification[[#This Row],[OmniClass Number]] & \": \" & table.SpaceClassification[[#This Row],[OmniClass Title]]","v":"13-51 51 19: Blood Specimen Collection Room"},null,null,null,null,"23-13 29 11 13 17","Rolled Steel Section Driven Piles","23-13 29 11 13 17: Rolled Steel Section Driven Piles",null,null,42101,"C10 INTERIOR CONSTRUCTION","C1030 SPECIALTIES","C103012 FIRESTOPPING PENETRATIONS","Other","C103012: INTERIOR CONSTRUCTION, SPECIALTIES, FIRESTOPPING PENETRATIONS - Other"]
[null,null,null,"13-51 51 21","Cell Bank Freezer, Ultra Low","Space used for the storage of cell stocks Space used in research to inhibit deterioration of the functional and biological characteristics of the cells.",{"$f":"table.SpaceClassification[[#This Row],[OmniClass Number]] & \": \" & table.SpaceClassification[[#This Row],[OmniClass Title]]","v":"13-51 51 21: Cell Bank Freezer, Ultra Low"},null,null,null,null,"23-13 29 11 13 19","Unfilled Tubular Steel Driven Piles","23-13 29 11 13 19: Unfilled Tubular Steel Driven Piles",null,null,43101,"C10 INTERIOR CONSTRUCTION","C1030 SPECIALTIES","C103012 FIRESTOPPING PENETRATIONS","Unknown","C103012: INTERIOR CONSTRUCTION, SPECIALTIES, FIRESTOPPING PENETRATIONS - Unknown"]
[null,null,null,"13-51 51 23","Electron Microscope Automated Data Processing Room","Space used for data processing equipment utilized by technicians in the analysis of results obtained during examination of specimens.",{"$f":"table.SpaceClassification[[#This Row],[OmniClass Number]] & \": \" & table.SpaceClassification[[#This Row],[OmniClass Title]]","v":"13-51 51 23: Electron Microscope Automated Data Processing Room"},null,null,null,null,"23-13 29 11 13 21","Wood Driven Piles","23-13 29 11 13 21: Wood Driven Piles",null,null,41102,"C10 INTERIOR CONSTRUCTION","C1030 SPECIALTIES","C103013 SPRAYED FIRE-RESISTIVE MATERIALS","General","C103013: INTERIOR CONSTRUCTION, SPECIALTIES, SPRAYED FIRE-RESISTIVE MATERIALS - General"]
[null,null,null,"13-51 51 25","Electron Microscope Cutting Room","Space used for sectioning prepared specimens prior to examination by an electron microscope.",{"$f":"table.SpaceClassification[[#This Row],[OmniClass Number]] & \": \" & table.SpaceClassification[[#This Row],[OmniClass Title]]","v":"13-51 51 25: Electron Microscope Cutting Room"},null,null,null,null,"23-13 29 11 13 23","Sheet Driven Piles","23-13 29 11 13 23: Sheet Driven Piles",null,null,42102,"C10 INTERIOR CONSTRUCTION","C1030 SPECIALTIES","C103013 SPRAYED FIRE-RESISTIVE MATERIALS","Other","C103013: INTERIOR CONSTRUCTION, SPECIALTIES, SPRAYED FIRE-RESISTIVE MATERIALS - Other"]
[null,null,null,"13-51 51 27","Electron Microscope Dark Room","Space used for the processing of films made during examination of specimens using an electron microscope.",{"$f":"table.SpaceClassification[[#This Row],[OmniClass Number]] & \": \" & table.SpaceClassification[[#This Row],[OmniClass Title]]","v":"13-51 51 27: Electron Microscope Dark Room"},null,null,null,null,"23-13 29 11 15","Screw Piles","23-13 29 11 15: Screw Piles",null,null,43102,"C10 INTERIOR CONSTRUCTION","C1030 SPECIALTIES","C103013 SPRAYED FIRE-RESISTIVE MATERIALS","Unknown","C103013: INTERIOR CONSTRUCTION, SPECIALTIES, SPRAYED FIRE-RESISTIVE MATERIALS - Unknown"]
[null,null,null,"13-51 51 29","Electron Microscope Developing, Printing and Enlarging Room","Space used to develop and process films and prints made during electron microscope examination.",{"$f":"table.SpaceClassification[[#This Row],[OmniClass Number]] & \": \" & table.SpaceClassification[[#This Row],[OmniClass Title]]","v":"13-51 51 29: Electron Microscope Developing, Printing and Enlarging Room"},null,null,null,null,"23-13 29 13","Caissons, Foundation Casings","23-13 29 13: Caissons, Foundation Casings",null,null,41103,"C10 INTERIOR CONSTRUCTION","C1030 SPECIALTIES","C103014 ENTRANCE FLOOR GRILLES AND MATS","General","C103014: INTERIOR CONSTRUCTION, SPECIALTIES, ENTRANCE FLOOR GRILLES AND MATS - General"]
[null,null,null,"13-51 51 31","Electron Microscope Finishing Room","Space used for final work in preparing prints for use.",{"$f":"table.SpaceClassification[[#This Row],[OmniClass Number]] & \": \" & table.SpaceClassification[[#This Row],[OmniClass Title]]","v":"13-51 51 31: Electron Microscope Finishing Room"},null,null,null,null,"23-13 29 13 11","Well Foundation Casings","23-13 29 13 11: Well Foundation Casings",null,null,42103,"C10 INTERIOR CONSTRUCTION","C1030 SPECIALTIES","C103014 ENTRANCE FLOOR GRILLES AND MATS","Other","C103014: INTERIOR CONSTRUCTION, SPECIALTIES, ENTRANCE FLOOR GRILLES AND MATS - Other"]
[null,null,null,"13-51 51 33","Electron Microscope Preparation Room","Space used for preparing specimens for examination under an electron microscope. This may involve using chemical compounds, dehydration, or cryofixation. Specimens are then embedded in a stabilizing material which allows them to be sectioned.",{"$f":"table.SpaceClassification[[#This Row],[OmniClass Number]] & \": \" & table.SpaceClassification[[#This Row],[OmniClass Title]]","v":"13-51 51 33: Electron Microscope Preparation Room"},null,null,null,null,"23-13 29 13 13","Caissons","23-13 29 13 13: Caissons",null,null,43103,"C10 INTERIOR CONSTRUCTION","C1030 SPECIALTIES","C103014 ENTRANCE FLOOR GRILLES AND MATS","Unknown","C103014: INTERIOR CONSTRUCTION, SPECIALTIES, ENTRANCE FLOOR GRILLES AND MATS - Unknown"]
[null,null,null,"13-51 51 35","Glassware Washing and Decontamination Room, Clinical Laboratory","Space used for gross decontamination, cleaning, washing and sterilizing various types of glassware Space used in clinical and research laboratories.",{"$f":"table.SpaceClassification[[#This Row],[OmniClass Number]] & \": \" & table.SpaceClassification[[#This Row],[OmniClass Title]]","v":"13-51 51 35: Glassware Washing and Decontamination Room, Clinical Laboratory"},null,null,null,null,"23-13 29 15","Shallow Foundations","23-13 29 15: Shallow Foundations",null,null,30211,"C10 INTERIOR CONSTRUCTION","C1030 SPECIALTIES","C103014 ENTRANCE FLOOR GRILLES AND MATS","Fiberglass Grate System","C103014: INTERIOR CONSTRUCTION, SPECIALTIES, ENTRANCE FLOOR GRILLES AND MATS - Fiberglass Grate System"]
[null,null,null,"13-51 51 37","Glassware Washing Room, Clinical Laboratory","Space used for gross decontamination, cleaning, washing and sterilizing various types of glassware Space used in clinical and research laboratories.",{"$f":"table.SpaceClassification[[#This Row],[OmniClass Number]] & \": \" & table.SpaceClassification[[#This Row],[OmniClass Title]]","v":"13-51 51 37: Glassware Washing Room, Clinical Laboratory"},null,null,null,null,"23-13 29 15 11","Column Bases","23-13 29 15 11: Column Bases",null,null,41104,"C10 INTERIOR CONSTRUCTION","C1030 SPECIALTIES","C103015 ORNAMENTAL METALWORK","General","C103015: INTERIOR CONSTRUCTION, SPECIALTIES, ORNAMENTAL METALWORK - General"]
[null,null,null,"13-51 51 39","Slides and Blocks Storage Room, Clinical Laboratory","Space used to store slides, as a matter of record keeping, for a set period of time after they have been examined by a pathologist.",{"$f":"table.SpaceClassification[[#This Row],[OmniClass Number]] & \": \" & table.SpaceClassification[[#This Row],[OmniClass Title]]","v":"13-51 51 39: Slides and Blocks Storage Room, Clinical Laboratory"},null,null,null,null,"23-13 29 15 13","Grade Beams","23-13 29 15 13: Grade Beams",null,null,42104,"C10 INTERIOR CONSTRUCTION","C1030 SPECIALTIES","C103015 ORNAMENTAL METALWORK","Other","C103015: INTERIOR CONSTRUCTION, SPECIALTIES, ORNAMENTAL METALWORK - Other"]
[null,null,null,"13-51 51 41","Sterilization and Solution Preparation Room, Clinical Laboratory","Space used for sterilizing solutions and compounds Space used during the analysis of specimens in a laboratory.",{"$f":"table.SpaceClassification[[#This Row],[OmniClass Number]] & \": \" & table.SpaceClassification[[#This Row],[OmniClass Title]]","v":"13-51 51 41: Sterilization and Solution Preparation Room, Clinical Laboratory"},null,null,null,null,"23-13 29 15 15","Strip Foundation Blocks","23-13 29 15 15: Strip Foundation Blocks",null,null,43104,"C10 INTERIOR CONSTRUCTION","C1030 SPECIALTIES","C103015 ORNAMENTAL METALWORK","Unknown","C103015: INTERIOR CONSTRUCTION, SPECIALTIES, ORNAMENTAL METALWORK - Unknown"]
[null,null,null,"13-51 51 43","Tissue Storage Area, Clinical Laboratory","Space used for storage of tissues which may be in a variety of forms such as paraffin blocks or in preservative fluid filled sealed containers.",{"$f":"table.SpaceClassification[[#This Row],[OmniClass Number]] & \": \" & table.SpaceClassification[[#This Row],[OmniClass Title]]","v":"13-51 51 43: Tissue Storage Area, Clinical Laboratory"},null,null,null,null,"23-13 29 17","Special Foundations","23-13 29 17: Special Foundations",null,null,41105,"C10 INTERIOR CONSTRUCTION","C1030 SPECIALTIES","C103090 OTHER INTERIOR SPECIALTIES","General","C103090: INTERIOR CONSTRUCTION, SPECIALTIES, OTHER INTERIOR SPECIALTIES - General"]
[null,null,null,"13-51 51 45","Microbiology Media Preparation Laboratory","Space used to prepare media for culturing in support of microbiology.",{"$f":"table.SpaceClassification[[#This Row],[OmniClass Number]] & \": \" & table.SpaceClassification[[#This Row],[OmniClass Title]]","v":"13-51 51 45: Microbiology Media Preparation Laboratory"},null,null,null,null,"23-13 29 17 11","Controlled Modulus Columns","23-13 29 17 11: Controlled Modulus Columns",null,null,21433,"C10 INTERIOR CONSTRUCTION","C1030 SPECIALTIES","C103090 OTHER INTERIOR SPECIALTIES","Other","C103090: INTERIOR CONSTRUCTION, SPECIALTIES, OTHER INTERIOR SPECIALTIES - Other"]
[null,null,null,"13-51 51 47","Specimen Accessioning, Processing and Distribution Room","Space used as a general receiving area for specimens and requests.",{"$f":"table.SpaceClassification[[#This Row],[OmniClass Number]] & \": \" & table.SpaceClassification[[#This Row],[OmniClass Title]]","v":"13-51 51 47: Specimen Accessioning, Processing and Distribution Room"},null,null,null,null,"23-13 29 17 13","Other Special Foundations","23-13 29 17 13: Other Special Foundations",null,null,43105,"C10 INTERIOR CONSTRUCTION","C1030 SPECIALTIES","C103090 OTHER INTERIOR SPECIALTIES","Unknown","C103090: INTERIOR CONSTRUCTION, SPECIALTIES, OTHER INTERIOR SPECIALTIES - Unknown"]
[null,null,null,"13-51 51 49","Laboratory, Water","Space used to treat water which has acquired certain chemicals during its used in sterilizing surgical instruments.",{"$f":"table.SpaceClassification[[#This Row],[OmniClass Number]] & \": \" & table.SpaceClassification[[#This Row],[OmniClass Title]]","v":"13-51 51 49: Laboratory, Water"},null,null,null,null,"23-13 31 11","Structural Concrete","23-13 31 11: Structural Concrete",null,null,44152,"C10 INTERIOR CONSTRUCTION","C1030 SPECIALTIES","C103090 OTHER INTERIOR SPECIALTIES","Built-In Fireplace","C103090: INTERIOR CONSTRUCTION, SPECIALTIES, OTHER INTERIOR SPECIALTIES - Built-In Fireplace"]
[null,null,null,"13-51 54 00","Pharmacy Spaces","Spaces used to receive, prepare, compound, test and examine pharmaceuticals and to dispense them as requested for patient care.",{"$f":"table.SpaceClassification[[#This Row],[OmniClass Number]] & \": \" & table.SpaceClassification[[#This Row],[OmniClass Title]]","v":"13-51 54 00: Pharmacy Spaces"},null,null,null,null,"23-13 31 13","Ready Mixed Concrete ","23-13 31 13: Ready Mixed Concrete ",null,null,44154,"C10 INTERIOR CONSTRUCTION","C1030 SPECIALTIES","C103090 OTHER INTERIOR SPECIALTIES","Chandelier","C103090: INTERIOR CONSTRUCTION, SPECIALTIES, OTHER INTERIOR SPECIALTIES - Chandelier"]
[null,null,null,"13-51 54 11","Chemotherapy Agent Medication Preparation Room","Space used for preparation of compounds and IV admixtures to be administered to patients with cancer.",{"$f":"table.SpaceClassification[[#This Row],[OmniClass Number]] & \": \" & table.SpaceClassification[[#This Row],[OmniClass Title]]","v":"13-51 54 11: Chemotherapy Agent Medication Preparation Room"},null,null,null,null,"23-13 31 15","Precast Structural Concrete","23-13 31 15: Precast Structural Concrete",null,null,44153,"C10 INTERIOR CONSTRUCTION","C1030 SPECIALTIES","C103090 OTHER INTERIOR SPECIALTIES","Fireplace Accessories","C103090: INTERIOR CONSTRUCTION, SPECIALTIES, OTHER INTERIOR SPECIALTIES - Fireplace Accessories"]
[null,null,null,"13-51 54 13","Compound Sterile Preparation Space - High Risk","Space used for compounding of medications which require a sterile environment.",{"$f":"table.SpaceClassification[[#This Row],[OmniClass Number]] & \": \" & table.SpaceClassification[[#This Row],[OmniClass Title]]","v":"13-51 54 13: Compound Sterile Preparation Space - High Risk"},null,null,null,null,"23-13 31 17","Concrete Formwork","23-13 31 17: Concrete Formwork",null,null,30191,"C10 INTERIOR CONSTRUCTION","C1030 SPECIALTIES","C103090 OTHER INTERIOR SPECIALTIES","Ladder","C103090: INTERIOR CONSTRUCTION, SPECIALTIES, OTHER INTERIOR SPECIALTIES - Ladder"]
[null,null,null,"13-51 54 15","Compound Sterile Preparation Space - Low Risk","Space used for compounding of medications which require a sterile environment.",{"$f":"table.SpaceClassification[[#This Row],[OmniClass Number]] & \": \" & table.SpaceClassification[[#This Row],[OmniClass Title]]","v":"13-51 54 15: Compound Sterile Preparation Space - Low Risk"},null,null,null,null,"23-13 31 17 11","Steel Forms","23-13 31 17 11: Steel Forms",null,null,41106,"C20 STAIRS","C2010 STAIR CONSTRUCTION","C201001 INTERIOR AND EXTERIOR STAIRS","General","C201001: STAIRS, STAIR CONSTRUCTION, INTERIOR AND EXTERIOR STAIRS - General"]
[null,null,null,"13-51 54 17","Compounding Area","Space used for pharmacist preparation of medications.",{"$f":"table.SpaceClassification[[#This Row],[OmniClass Number]] & \": \" & table.SpaceClassification[[#This Row],[OmniClass Title]]","v":"13-51 54 17: Compounding Area"},null,null,null,null,"23-13 31 17 13","Prefabricated Stair Forms","23-13 31 17 13: Prefabricated Stair Forms",null,null,21435,"C20 STAIRS","C2010 STAIR CONSTRUCTION","C201001 INTERIOR AND EXTERIOR STAIRS","Other","C201001: STAIRS, STAIR CONSTRUCTION, INTERIOR AND EXTERIOR STAIRS - Other"]
[null,null,null,"13-51 54 19","Dialysate Preparation Room","Space used for the preparation of dialysate prior to dialysis patient treatment.",{"$f":"table.SpaceClassification[[#This Row],[OmniClass Number]] & \": \" & table.SpaceClassification[[#This Row],[OmniClass Title]]","v":"13-51 54 19: Dialysate Preparation Room"},null,null,null,null,"23-13 31 17 15","Concrete Form Liners","23-13 31 17 15: Concrete Form Liners",null,null,43106,"C20 STAIRS","C2010 STAIR CONSTRUCTION","C201001 INTERIOR AND EXTERIOR STAIRS","Unknown","C201001: STAIRS, STAIR CONSTRUCTION, INTERIOR AND EXTERIOR STAIRS - Unknown"]
[null,null,null,"13-51 54 21","IV Admixture Anteroom","Space used for gowning and hand sanitizing prior to entry into an IV Admixture Room.",{"$f":"table.SpaceClassification[[#This Row],[OmniClass Number]] & \": \" & table.SpaceClassification[[#This Row],[OmniClass Title]]","v":"13-51 54 21: IV Admixture Anteroom"},null,null,null,null,"23-13 31 17 17","Insulated Concrete Forms","23-13 31 17 17: Insulated Concrete Forms",null,null,44155,"C20 STAIRS","C2010 STAIR CONSTRUCTION","C201001 INTERIOR AND EXTERIOR STAIRS","Concrete Stoop","C201001: STAIRS, STAIR CONSTRUCTION, INTERIOR AND EXTERIOR STAIRS - Concrete Stoop"]
[null,null,null,"13-51 54 23","IV Admixture Room","Space used for preparation of IV admixtures in a sterile environment.",{"$f":"table.SpaceClassification[[#This Row],[OmniClass Number]] & \": \" & table.SpaceClassification[[#This Row],[OmniClass Title]]","v":"13-51 54 23: IV Admixture Room"},null,null,null,null,"23-13 31 19","Non Formwork","23-13 31 19: Non Formwork",null,null,30225,"C20 STAIRS","C2010 STAIR CONSTRUCTION","C201001 INTERIOR AND EXTERIOR STAIRS","Exterior Stairs","C201001: STAIRS, STAIR CONSTRUCTION, INTERIOR AND EXTERIOR STAIRS - Exterior Stairs"]
[null,null,null,"13-51 54 25","Medication Preparation Room","Space used for the preparation of prescribed medicines for administration to a patient.",{"$f":"table.SpaceClassification[[#This Row],[OmniClass Number]] & \": \" & table.SpaceClassification[[#This Row],[OmniClass Title]]","v":"13-51 54 25: Medication Preparation Room"},null,null,null,null,"23-13 31 21","Reinforcement and Prestressing Components","23-13 31 21: Reinforcement and Prestressing Components",null,null,30228,"C20 STAIRS","C2010 STAIR CONSTRUCTION","C201001 INTERIOR AND EXTERIOR STAIRS","Exterior Stairs - Concrete (12 Riser Flight)","C201001: STAIRS, STAIR CONSTRUCTION, INTERIOR AND EXTERIOR STAIRS - Exterior Stairs - Concrete (12 Riser Flight)"]
[null,null,null,"13-51 54 27","Methadone Dispensing Station","Space used for dispensing methadone to heroin addicts.",{"$f":"table.SpaceClassification[[#This Row],[OmniClass Number]] & \": \" & table.SpaceClassification[[#This Row],[OmniClass Title]]","v":"13-51 54 27: Methadone Dispensing Station"},null,null,null,null,"23-13 31 21 11","Reinforcement Components","23-13 31 21 11: Reinforcement Components",null,null,30229,"C20 STAIRS","C2010 STAIR CONSTRUCTION","C201001 INTERIOR AND EXTERIOR STAIRS","Exterior Stairs - Concrete (24 Riser Flight)","C201001: STAIRS, STAIR CONSTRUCTION, INTERIOR AND EXTERIOR STAIRS - Exterior Stairs - Concrete (24 Riser Flight)"]
[null,null,null,"13-51 54 29","Oncology Drug Preparation Area","Space used for preparation of drugs Space used in chemotherapy, in particular those administered intravenously.",{"$f":"table.SpaceClassification[[#This Row],[OmniClass Number]] & \": \" & table.SpaceClassification[[#This Row],[OmniClass Title]]","v":"13-51 54 29: Oncology Drug Preparation Area"},null,null,null,null,"23-13 31 21 11 11","Reinforcing Steel","23-13 31 21 11 11: Reinforcing Steel",null,null,30226,"C20 STAIRS","C2010 STAIR CONSTRUCTION","C201001 INTERIOR AND EXTERIOR STAIRS","Exterior Stairs - Metal (12 Riser Flight)","C201001: STAIRS, STAIR CONSTRUCTION, INTERIOR AND EXTERIOR STAIRS - Exterior Stairs - Metal (12 Riser Flight)"]
[null,null,null,"13-51 54 31","Pharmacy","Space used for compounding, packaging, dispensing and managing pharmaceuticals.",{"$f":"table.SpaceClassification[[#This Row],[OmniClass Number]] & \": \" & table.SpaceClassification[[#This Row],[OmniClass Title]]","v":"13-51 54 31: Pharmacy"},null,null,null,null,"23-13 31 21 11 13","Reinforcement Steel Mesh","23-13 31 21 11 13: Reinforcement Steel Mesh",null,null,30227,"C20 STAIRS","C2010 STAIR CONSTRUCTION","C201001 INTERIOR AND EXTERIOR STAIRS","Exterior Stairs - Metal (24 Riser Flight)","C201001: STAIRS, STAIR CONSTRUCTION, INTERIOR AND EXTERIOR STAIRS - Exterior Stairs - Metal (24 Riser Flight)"]
[null,null,null,"13-51 54 32","Pharmacy, Dispensing Space","Space used in a pharmacy for dispensing medications to outpatients or for patient care units.",{"$f":"table.SpaceClassification[[#This Row],[OmniClass Number]] & \": \" & table.SpaceClassification[[#This Row],[OmniClass Title]]","v":"13-51 54 32: Pharmacy, Dispensing Space"},null,null,null,null,"23-13 31 21 11 13 11","Welded Wire Fabric Reinforcing","23-13 31 21 11 13 11: Welded Wire Fabric Reinforcing",null,null,30230,"C20 STAIRS","C2010 STAIR CONSTRUCTION","C201001 INTERIOR AND EXTERIOR STAIRS","Exterior Stairs - Wood (12 Riser Flight)","C201001: STAIRS, STAIR CONSTRUCTION, INTERIOR AND EXTERIOR STAIRS - Exterior Stairs - Wood (12 Riser Flight)"]
[null,null,null,"13-51 54 33","Pharmacy Manufacturing & Prepack Space","Space used for compounding, packaging, and sorting of medications for dispensing and administration to patients.",{"$f":"table.SpaceClassification[[#This Row],[OmniClass Number]] & \": \" & table.SpaceClassification[[#This Row],[OmniClass Title]]","v":"13-51 54 33: Pharmacy Manufacturing & Prepack Space"},null,null,null,null,"23-13 31 21 11 15","Fibrous Reinforcing","23-13 31 21 11 15: Fibrous Reinforcing",null,null,30231,"C20 STAIRS","C2010 STAIR CONSTRUCTION","C201001 INTERIOR AND EXTERIOR STAIRS","Exterior Stairs - Wood (24 Riser Flight)","C201001: STAIRS, STAIR CONSTRUCTION, INTERIOR AND EXTERIOR STAIRS - Exterior Stairs - Wood (24 Riser Flight)"]
[null,null,null,"13-51 54 35","Prescription Receiving Station","Space used by a pharmacist or pharmacy technician  for receiving prescriptions.",{"$f":"table.SpaceClassification[[#This Row],[OmniClass Number]] & \": \" & table.SpaceClassification[[#This Row],[OmniClass Title]]","v":"13-51 54 35: Prescription Receiving Station"},null,null,null,null,"23-13 31 21 11 15 11","Steel Fibrous Reinforcing","23-13 31 21 11 15 11: Steel Fibrous Reinforcing",null,null,44007,"C20 STAIRS","C2010 STAIR CONSTRUCTION","C201001 INTERIOR AND EXTERIOR STAIRS","Exterior Steps","C201001: STAIRS, STAIR CONSTRUCTION, INTERIOR AND EXTERIOR STAIRS - Exterior Steps"]
[null,null,null,"13-51 54 37","Pharmacy, Bulk, Breakdown and Verification Area","Space used for storage of pharmceuticals in a pharmacy in bulk packaging format and for cross checking delivery records.",{"$f":"table.SpaceClassification[[#This Row],[OmniClass Number]] & \": \" & table.SpaceClassification[[#This Row],[OmniClass Title]]","v":"13-51 54 37: Pharmacy, Bulk, Breakdown and Verification Area"},null,null,null,null,"23-13 31 21 11 15 13","Synthetic Fibrous Reinforcing","23-13 31 21 11 15 13: Synthetic Fibrous Reinforcing",null,null,44008,"C20 STAIRS","C2010 STAIR CONSTRUCTION","C201001 INTERIOR AND EXTERIOR STAIRS","Exterior Steps - Concrete","C201001: STAIRS, STAIR CONSTRUCTION, INTERIOR AND EXTERIOR STAIRS - Exterior Steps - Concrete"]
[null,null,null,"13-51 54 39","Pharmacy, Controlled Substances and Secured Dispensing","Space used in a pharmacy for storage of controlled pharmaceuticals and related controlled pharmacy supplies. This is the vault and dispensing area for drugs identified by DEA requiring separation from other medications due to high abuse potential.",{"$f":"table.SpaceClassification[[#This Row],[OmniClass Number]] & \": \" & table.SpaceClassification[[#This Row],[OmniClass Title]]","v":"13-51 54 39: Pharmacy, Controlled Substances and Secured Dispensing"},null,null,null,null,"23-13 31 21 11 17","Reinforcement Couplers","23-13 31 21 11 17: Reinforcement Couplers",null,null,44009,"C20 STAIRS","C2010 STAIR CONSTRUCTION","C201001 INTERIOR AND EXTERIOR STAIRS","Exterior Steps - Wood","C201001: STAIRS, STAIR CONSTRUCTION, INTERIOR AND EXTERIOR STAIRS - Exterior Steps - Wood"]
[null,null,null,"13-51 57 00","Medical Services Logistic Spaces","Spaces used for cleaning, sterilizing, packaging, stocking and distributing various types of supplies in a health care setting. Includes spaces used for receiving and holding soiled linens and receiving and distributing clean linens.",{"$f":"table.SpaceClassification[[#This Row],[OmniClass Number]] & \": \" & table.SpaceClassification[[#This Row],[OmniClass Title]]","v":"13-51 57 00: Medical Services Logistic Spaces"},null,null,null,null,"23-13 31 21 11 19","Reinforcement Spacers","23-13 31 21 11 19: Reinforcement Spacers",null,null,21434,"C20 STAIRS","C2010 STAIR CONSTRUCTION","C201001 INTERIOR AND EXTERIOR STAIRS","Interior Stairs","C201001: STAIRS, STAIR CONSTRUCTION, INTERIOR AND EXTERIOR STAIRS - Interior Stairs"]
[null,null,null,"13-51 57 11","Automatic Cart Wash Area, Healthcare","Space used for mechanical system which washes various types of carts Space used for surgical cases, supply delivery, and/or linen handling.",{"$f":"table.SpaceClassification[[#This Row],[OmniClass Number]] & \": \" & table.SpaceClassification[[#This Row],[OmniClass Title]]","v":"13-51 57 11: Automatic Cart Wash Area, Healthcare"},null,null,null,null,"23-13 31 21 11 21","Reinforcement Accessories","23-13 31 21 11 21: Reinforcement Accessories",null,null,30193,"C20 STAIRS","C2010 STAIR CONSTRUCTION","C201001 INTERIOR AND EXTERIOR STAIRS","Interior Stairs - Concrete (12 Riser Flight)","C201001: STAIRS, STAIR CONSTRUCTION, INTERIOR AND EXTERIOR STAIRS - Interior Stairs - Concrete (12 Riser Flight)"]
[null,null,null,"13-51 57 13","BSL3 Infectious Disease Suite, Autoclave Room","Space used for sterilizing equipment and supplies within a biosafety level 3 infectious disease suite.",{"$f":"table.SpaceClassification[[#This Row],[OmniClass Number]] & \": \" & table.SpaceClassification[[#This Row],[OmniClass Title]]","v":"13-51 57 13: BSL3 Infectious Disease Suite, Autoclave Room"},null,null,null,null,"23-13 31 21 13","Prestressing Components","23-13 31 21 13: Prestressing Components",null,null,30196,"C20 STAIRS","C2010 STAIR CONSTRUCTION","C201001 INTERIOR AND EXTERIOR STAIRS","Interior Stairs - Concrete (24 Riser Flight)","C201001: STAIRS, STAIR CONSTRUCTION, INTERIOR AND EXTERIOR STAIRS - Interior Stairs - Concrete (24 Riser Flight)"]
[null,null,null,"13-51 57 15","BSL3 Suite, Autoclave Room","Space used for sterilizing equipment and supplies within a biosafety level 3 suite.",{"$f":"table.SpaceClassification[[#This Row],[OmniClass Number]] & \": \" & table.SpaceClassification[[#This Row],[OmniClass Title]]","v":"13-51 57 15: BSL3 Suite, Autoclave Room"},null,null,null,null,"23-13 31 21 13 11","Stressing Tendons","23-13 31 21 13 11: Stressing Tendons",null,null,30192,"C20 STAIRS","C2010 STAIR CONSTRUCTION","C201001 INTERIOR AND EXTERIOR STAIRS","Interior Stairs - Metal (12 Riser Flight)","C201001: STAIRS, STAIR CONSTRUCTION, INTERIOR AND EXTERIOR STAIRS - Interior Stairs - Metal (12 Riser Flight)"]
[null,null,null,"13-51 57 17","Cart Assembly/Queue Area, Healthcare","Space used in a surgical clean core concept for “stacking” of surgical case carts in the clean core or designated area of central sterile supply.",{"$f":"table.SpaceClassification[[#This Row],[OmniClass Number]] & \": \" & table.SpaceClassification[[#This Row],[OmniClass Title]]","v":"13-51 57 17: Cart Assembly/Queue Area, Healthcare"},null,null,null,null,"23-13 31 21 13 11 11","Steel Stressing Tendons","23-13 31 21 13 11 11: Steel Stressing Tendons",null,null,30195,"C20 STAIRS","C2010 STAIR CONSTRUCTION","C201001 INTERIOR AND EXTERIOR STAIRS","Interior Stairs - Metal (24 Riser Flight)","C201001: STAIRS, STAIR CONSTRUCTION, INTERIOR AND EXTERIOR STAIRS - Interior Stairs - Metal (24 Riser Flight)"]
[null,null,null,"13-51 57 19","Clean Cart Holding Area, Healthcare","Use for clean carts containing supplies or linens.",{"$f":"table.SpaceClassification[[#This Row],[OmniClass Number]] & \": \" & table.SpaceClassification[[#This Row],[OmniClass Title]]","v":"13-51 57 19: Clean Cart Holding Area, Healthcare"},null,null,null,null,"23-13 31 21 13 11 11 11","Steel Strand Stressing Tendons","23-13 31 21 13 11 11 11: Steel Strand Stressing Tendons",null,null,30194,"C20 STAIRS","C2010 STAIR CONSTRUCTION","C201001 INTERIOR AND EXTERIOR STAIRS","Interior Stairs - Wood (12 Riser Flight)","C201001: STAIRS, STAIR CONSTRUCTION, INTERIOR AND EXTERIOR STAIRS - Interior Stairs - Wood (12 Riser Flight)"]
[null,null,null,"13-51 57 20","Medical Material Cart Restocking Area","Space used for stocking of unit supply carts in a hospital supply cart distribution system.",{"$f":"table.SpaceClassification[[#This Row],[OmniClass Number]] & \": \" & table.SpaceClassification[[#This Row],[OmniClass Title]]","v":"13-51 57 20: Medical Material Cart Restocking Area"},null,null,null,null,"23-13 31 21 13 11 11 13","Steel Wire Stressing Tendons","23-13 31 21 13 11 11 13: Steel Wire Stressing Tendons",null,null,30197,"C20 STAIRS","C2010 STAIR CONSTRUCTION","C201001 INTERIOR AND EXTERIOR STAIRS","Interior Stairs - Wood (24 Riser Flight)","C201001: STAIRS, STAIR CONSTRUCTION, INTERIOR AND EXTERIOR STAIRS - Interior Stairs - Wood (24 Riser Flight)"]
[null,null,null,"13-51 57 21","Clean Linen Preparation and Storage Area, Healthcare","Space used for preparation and stocking of linens for distribution to patient service units.",{"$f":"table.SpaceClassification[[#This Row],[OmniClass Number]] & \": \" & table.SpaceClassification[[#This Row],[OmniClass Title]]","v":"13-51 57 21: Clean Linen Preparation and Storage Area, Healthcare"},null,null,null,null,"23-13 31 21 13 11 11 15","Steel Bar Stressing Tendons","23-13 31 21 13 11 11 15: Steel Bar Stressing Tendons",null,null,44004,"C20 STAIRS","C2010 STAIR CONSTRUCTION","C201001 INTERIOR AND EXTERIOR STAIRS","Interior Steps","C201001: STAIRS, STAIR CONSTRUCTION, INTERIOR AND EXTERIOR STAIRS - Interior Steps"]
[null,null,null,"13-51 57 23","Clean Supply Preparation and Assembly Area, Healthcare","Space used for preparation and assembly of supplies for distribution to patient service units.",{"$f":"table.SpaceClassification[[#This Row],[OmniClass Number]] & \": \" & table.SpaceClassification[[#This Row],[OmniClass Title]]","v":"13-51 57 23: Clean Supply Preparation and Assembly Area, Healthcare"},null,null,null,null,"23-13 31 21 13 11 13","Glass Fibers","23-13 31 21 13 11 13: Glass Fibers",null,null,44005,"C20 STAIRS","C2010 STAIR CONSTRUCTION","C201001 INTERIOR AND EXTERIOR STAIRS","Interior Steps - Concrete","C201001: STAIRS, STAIR CONSTRUCTION, INTERIOR AND EXTERIOR STAIRS - Interior Steps - Concrete"]
[null,null,null,"13-51 57 25","Clean Supply Preparation Area, Healthcare","Space used for equipment and supply packaging and preparation for future use where storage is provided elsewhere.",{"$f":"table.SpaceClassification[[#This Row],[OmniClass Number]] & \": \" & table.SpaceClassification[[#This Row],[OmniClass Title]]","v":"13-51 57 25: Clean Supply Preparation Area, Healthcare"},null,null,null,null,"23-13 31 21 13 13","Steel Bars","23-13 31 21 13 13: Steel Bars",null,null,44006,"C20 STAIRS","C2010 STAIR CONSTRUCTION","C201001 INTERIOR AND EXTERIOR STAIRS","Interior Steps - Wood","C201001: STAIRS, STAIR CONSTRUCTION, INTERIOR AND EXTERIOR STAIRS - Interior Steps - Wood"]
[null,null,null,"13-51 57 27","Equipment Processing and Clean Storage Room, Healthcare","Space used for the processing of equipment such as cystoscopes, preparing them for future use, and clean storage.",{"$f":"table.SpaceClassification[[#This Row],[OmniClass Number]] & \": \" & table.SpaceClassification[[#This Row],[OmniClass Title]]","v":"13-51 57 27: Equipment Processing and Clean Storage Room, Healthcare"},null,null,null,null,"23-13 31 21 13 15","Glass Fiber Tendons","23-13 31 21 13 15: Glass Fiber Tendons",null,null,41107,"C20 STAIRS","C2010 STAIR CONSTRUCTION","C201002 FIRE ESCAPE STAIRS","General","C201002: STAIRS, STAIR CONSTRUCTION, FIRE ESCAPE STAIRS - General"]
[null,null,null,"13-51 57 29","Ethylene Oxide Gas Sterilizer Room","Space used to house an ethylene oxide gas sterilizer Space used for terminal sterilization of certain types of medical and surgical equipment.",{"$f":"table.SpaceClassification[[#This Row],[OmniClass Number]] & \": \" & table.SpaceClassification[[#This Row],[OmniClass Title]]","v":"13-51 57 29: Ethylene Oxide Gas Sterilizer Room"},null,null,null,null,"23-13 31 21 13 17","Prestressing Couplers","23-13 31 21 13 17: Prestressing Couplers",null,null,42107,"C20 STAIRS","C2010 STAIR CONSTRUCTION","C201002 FIRE ESCAPE STAIRS","Other","C201002: STAIRS, STAIR CONSTRUCTION, FIRE ESCAPE STAIRS - Other"]
[null,null,null,"13-51 57 31","Instrument Sterilization Room","Space used for post-decontamination, cleaning, washing and sterilizing various types of medical equipment of the types generally Space used for invasive procedures.",{"$f":"table.SpaceClassification[[#This Row],[OmniClass Number]] & \": \" & table.SpaceClassification[[#This Row],[OmniClass Title]]","v":"13-51 57 31: Instrument Sterilization Room"},null,null,null,null,"23-13 31 21 13 19","Tendon Sheathing","23-13 31 21 13 19: Tendon Sheathing",null,null,43107,"C20 STAIRS","C2010 STAIR CONSTRUCTION","C201002 FIRE ESCAPE STAIRS","Unknown","C201002: STAIRS, STAIR CONSTRUCTION, FIRE ESCAPE STAIRS - Unknown"]
[null,null,null,"13-51 57 32","Central Sterile, Receiving and Decontamination","Space used for reception and gross decontamination of supplies and equipment used in various surgical and other invasive procedures.",{"$f":"table.SpaceClassification[[#This Row],[OmniClass Number]] & \": \" & table.SpaceClassification[[#This Row],[OmniClass Title]]","v":"13-51 57 32: Central Sterile, Receiving and Decontamination"},null,null,null,null,"23-13 31 21 13 19 11","Tendon Sheathing Ducts","23-13 31 21 13 19 11: Tendon Sheathing Ducts",null,null,41108,"C20 STAIRS","C2010 STAIR CONSTRUCTION","C201090 STAIR HANDRAILS, GUARDRAILS AND ACCESSORIES","General","C201090: STAIRS, STAIR CONSTRUCTION, STAIR HANDRAILS, GUARDRAILS AND ACCESSORIES - General"]
[null,null,null,"13-51 57 33","Manual Cart Wash Area, Healthcare","Space used for washing soiled carts such as food carts, supply carts or surgical case carts.",{"$f":"table.SpaceClassification[[#This Row],[OmniClass Number]] & \": \" & table.SpaceClassification[[#This Row],[OmniClass Title]]","v":"13-51 57 33: Manual Cart Wash Area, Healthcare"},null,null,null,null,"23-13 31 21 13 21","Prestressing Anchorages","23-13 31 21 13 21: Prestressing Anchorages",null,null,42108,"C20 STAIRS","C2010 STAIR CONSTRUCTION","C201090 STAIR HANDRAILS, GUARDRAILS AND ACCESSORIES","Other","C201090: STAIRS, STAIR CONSTRUCTION, STAIR HANDRAILS, GUARDRAILS AND ACCESSORIES - Other"]
[null,null,null,"13-51 57 35","Soiled Cart Holding Area, Healthcare","Space used for temporary holding (parking) of supply or case carts which require washing or disinfection prior to reuse.",{"$f":"table.SpaceClassification[[#This Row],[OmniClass Number]] & \": \" & table.SpaceClassification[[#This Row],[OmniClass Title]]","v":"13-51 57 35: Soiled Cart Holding Area, Healthcare"},null,null,null,null,"23-13 31 21 15","Post Tensioning Products","23-13 31 21 15: Post Tensioning Products",null,null,43108,"C20 STAIRS","C2010 STAIR CONSTRUCTION","C201090 STAIR HANDRAILS, GUARDRAILS AND ACCESSORIES","Unknown","C201090: STAIRS, STAIR CONSTRUCTION, STAIR HANDRAILS, GUARDRAILS AND ACCESSORIES - Unknown"]
[null,null,null,"13-51 57 37","Soiled Cart Receiving Area, Healthcare","Space used for temporary holding (parking) of supply or case carts which require washing or disinfection prior to reuse.",{"$f":"table.SpaceClassification[[#This Row],[OmniClass Number]] & \": \" & table.SpaceClassification[[#This Row],[OmniClass Title]]","v":"13-51 57 37: Soiled Cart Receiving Area, Healthcare"},null,null,null,null,"23-13 31 21 17","Complete Reinforcement Cages","23-13 31 21 17: Complete Reinforcement Cages",null,null,30198,"C30 INTERIOR FINISHES","C3010 WALL FINISHES","C301001 CONCRETE WALL FINISHES","General","C301001: INTERIOR FINISHES, WALL FINISHES, CONCRETE WALL FINISHES - General"]
[null,null,null,"13-51 57 39","Soiled Instrument and Equipment Receiving and Decontamination Room, Healthcare","Space used for gross decontamination of surgical instruments and equipment prior to repackaging and/or sterilization.",{"$f":"table.SpaceClassification[[#This Row],[OmniClass Number]] & \": \" & table.SpaceClassification[[#This Row],[OmniClass Title]]","v":"13-51 57 39: Soiled Instrument and Equipment Receiving and Decontamination Room, Healthcare"},null,null,null,null,"23-13 31 21 19","Cast In Jointing","23-13 31 21 19: Cast In Jointing",null,null,42109,"C30 INTERIOR FINISHES","C3010 WALL FINISHES","C301001 CONCRETE WALL FINISHES","Other","C301001: INTERIOR FINISHES, WALL FINISHES, CONCRETE WALL FINISHES - Other"]
[null,null,null,"13-51 57 41","Sterile Supply Preparation and Assembly Area, Healthcare","Space used for packaging, preparation, assembly and storage of surgical and other procedure packs where a sterile environment is required.",{"$f":"table.SpaceClassification[[#This Row],[OmniClass Number]] & \": \" & table.SpaceClassification[[#This Row],[OmniClass Title]]","v":"13-51 57 41: Sterile Supply Preparation and Assembly Area, Healthcare"},null,null,null,null,"23-13 31 21 19 11","Expansion and Contraction Joints","23-13 31 21 19 11: Expansion and Contraction Joints",null,null,43109,"C30 INTERIOR FINISHES","C3010 WALL FINISHES","C301001 CONCRETE WALL FINISHES","Unknown","C301001: INTERIOR FINISHES, WALL FINISHES, CONCRETE WALL FINISHES - Unknown"]
[null,null,null,"13-51 57 43","Biomedical Electronic Repair","Space used for repair of electrical and electronic components of medical instruments and equipment.",{"$f":"table.SpaceClassification[[#This Row],[OmniClass Number]] & \": \" & table.SpaceClassification[[#This Row],[OmniClass Title]]","v":"13-51 57 43: Biomedical Electronic Repair"},null,null,null,null,"23-13 31 21 19 13","Waterstops","23-13 31 21 19 13: Waterstops",null,null,30204,"C30 INTERIOR FINISHES","C3010 WALL FINISHES","C301002 PLASTER WALL FINISHES","General","C301002: INTERIOR FINISHES, WALL FINISHES, PLASTER WALL FINISHES - General"]
[null,null,null,"13-51 61 00","Rehabilitation Spaces","Spaces used for physical and occupational/vocational rehabilitation, for designing, and for manufacturing dispensing and fitting orthotic and prosthetic appliances.",{"$f":"table.SpaceClassification[[#This Row],[OmniClass Number]] & \": \" & table.SpaceClassification[[#This Row],[OmniClass Title]]","v":"13-51 61 00: Rehabilitation Spaces"},null,null,null,null,"23-13 31 23","Concrete Finishing Products","23-13 31 23: Concrete Finishing Products",null,null,42110,"C30 INTERIOR FINISHES","C3010 WALL FINISHES","C301002 PLASTER WALL FINISHES","Other","C301002: INTERIOR FINISHES, WALL FINISHES, PLASTER WALL FINISHES - Other"]
[null,null,null,"13-51 61 11","Amputee Training Area","Space used in physical therapy and rehabilitation medicine for training and exercises for persons who have suffered limb loss.",{"$f":"table.SpaceClassification[[#This Row],[OmniClass Number]] & \": \" & table.SpaceClassification[[#This Row],[OmniClass Title]]","v":"13-51 61 11: Amputee Training Area"},null,null,null,null,"23-13 31 23 11","Stamped Concrete Finishing Products","23-13 31 23 11: Stamped Concrete Finishing Products",null,null,43110,"C30 INTERIOR FINISHES","C3010 WALL FINISHES","C301002 PLASTER WALL FINISHES","Unknown","C301002: INTERIOR FINISHES, WALL FINISHES, PLASTER WALL FINISHES - Unknown"]
[null,null,null,"13-51 61 13","Brace Shop Fitting Shop","Space used to apply casts, fit, construct, and adjust artificial facial or body appliances that need color coordination with adjacent body tones.",{"$f":"table.SpaceClassification[[#This Row],[OmniClass Number]] & \": \" & table.SpaceClassification[[#This Row],[OmniClass Title]]","v":"13-51 61 13: Brace Shop Fitting Shop"},null,null,null,null,"23-13 31 23 13","Colored Concrete Finishing Products","23-13 31 23 13: Colored Concrete Finishing Products",null,null,30203,"C30 INTERIOR FINISHES","C3010 WALL FINISHES","C301003 GYPSUM WALLBOARD FINISHES","General","C301003: INTERIOR FINISHES, WALL FINISHES, GYPSUM WALLBOARD FINISHES - General"]
[null,null,null,"13-51 61 15","Brace Shop , Adjustment/Modification Area","Space used for adjustments and changes which must be made to prosthetics during the process of fitting to a patient.",{"$f":"table.SpaceClassification[[#This Row],[OmniClass Number]] & \": \" & table.SpaceClassification[[#This Row],[OmniClass Title]]","v":"13-51 61 15: Brace Shop , Adjustment/Modification Area"},null,null,null,null,"23-13 33 11","Sliding Glass Wall Systems","23-13 33 11: Sliding Glass Wall Systems",null,null,42111,"C30 INTERIOR FINISHES","C3010 WALL FINISHES","C301003 GYPSUM WALLBOARD FINISHES","Other","C301003: INTERIOR FINISHES, WALL FINISHES, GYPSUM WALLBOARD FINISHES - Other"]
[null,null,null,"13-51 61 17","Brace Shop Welding Area","Space used for fabrication of prosthetic braces where welding is required.",{"$f":"table.SpaceClassification[[#This Row],[OmniClass Number]] & \": \" & table.SpaceClassification[[#This Row],[OmniClass Title]]","v":"13-51 61 17: Brace Shop Welding Area"},null,null,null,null,"23-13 33 13","Folding Glass Wall Systems","23-13 33 13: Folding Glass Wall Systems",null,null,43111,"C30 INTERIOR FINISHES","C3010 WALL FINISHES","C301003 GYPSUM WALLBOARD FINISHES","Unknown","C301003: INTERIOR FINISHES, WALL FINISHES, GYPSUM WALLBOARD FINISHES - Unknown"]
[null,null,null,"13-51 61 19","Computer Activities Room, Rehabilitation","Space used for rehabilitative therapy related to the use of computers.",{"$f":"table.SpaceClassification[[#This Row],[OmniClass Number]] & \": \" & table.SpaceClassification[[#This Row],[OmniClass Title]]","v":"13-51 61 19: Computer Activities Room, Rehabilitation"},null,null,null,null,"23-13 33 15","Wall Exteriors","23-13 33 15: Wall Exteriors",null,null,41112,"C30 INTERIOR FINISHES","C3010 WALL FINISHES","C301004 TILE & TERRAZZO WALL FINISHES","General","C301004: INTERIOR FINISHES, WALL FINISHES, TILE & TERRAZZO WALL FINISHES - General"]
[null,null,null,"13-51 61 21","Prosthesis Design and Manufacturing Room, Rehabilitation","Space used for computerized equipment to scan and measure residual limbs of patients with amputation and for a computerized lathe for fabrication.",{"$f":"table.SpaceClassification[[#This Row],[OmniClass Number]] & \": \" & table.SpaceClassification[[#This Row],[OmniClass Title]]","v":"13-51 61 21: Prosthesis Design and Manufacturing Room, Rehabilitation"},null,null,null,null,"23-13 33 15 11","Blast Resistant Wall Exteriors","23-13 33 15 11: Blast Resistant Wall Exteriors",null,null,42112,"C30 INTERIOR FINISHES","C3010 WALL FINISHES","C301004 TILE & TERRAZZO WALL FINISHES","Other","C301004: INTERIOR FINISHES, WALL FINISHES, TILE & TERRAZZO WALL FINISHES - Other"]
[null,null,null,"13-51 61 23","Dynamic Alignment Room","Space used for a particular system for fitting and adjustment of prostheses for lower leg amputee.",{"$f":"table.SpaceClassification[[#This Row],[OmniClass Number]] & \": \" & table.SpaceClassification[[#This Row],[OmniClass Title]]","v":"13-51 61 23: Dynamic Alignment Room"},null,null,null,null,"23-13 33 17","Infill Facades","23-13 33 17: Infill Facades",null,null,43112,"C30 INTERIOR FINISHES","C3010 WALL FINISHES","C301004 TILE & TERRAZZO WALL FINISHES","Unknown","C301004: INTERIOR FINISHES, WALL FINISHES, TILE & TERRAZZO WALL FINISHES - Unknown"]
[null,null,null,"13-51 61 25","Therapeutic Exercise Spaces","Spaces used for various exercise and related therapeutic modalities intended to restore or improve physical function.",{"$f":"table.SpaceClassification[[#This Row],[OmniClass Number]] & \": \" & table.SpaceClassification[[#This Row],[OmniClass Title]]","v":"13-51 61 25: Therapeutic Exercise Spaces"},null,null,null,null,"23-13 33 17 11","Exterior Wall Assemblies","23-13 33 17 11: Exterior Wall Assemblies",null,null,21624,"C30 INTERIOR FINISHES","C3010 WALL FINISHES","C301004 TILE & TERRAZZO WALL FINISHES","Tile","C301004: INTERIOR FINISHES, WALL FINISHES, TILE & TERRAZZO WALL FINISHES - Tile"]
[null,null,null,"13-51 61 25 11","Therapeutic Exercise Area","Space used for individual and group exercise and for exercise classes and instruction.",{"$f":"table.SpaceClassification[[#This Row],[OmniClass Number]] & \": \" & table.SpaceClassification[[#This Row],[OmniClass Title]]","v":"13-51 61 25 11: Therapeutic Exercise Area"},null,null,null,null,"23-13 33 19","Precast Concrete Facade","23-13 33 19: Precast Concrete Facade",null,null,21437,"C30 INTERIOR FINISHES","C3010 WALL FINISHES","C301005 WALL COVERINGS","General","C301005: INTERIOR FINISHES, WALL FINISHES, WALL COVERINGS - General"]
[null,null,null,"13-51 61 25 13","Exercise/Therapy Gymnasium","Space used for group and individual therapy including various types of exercises ranging from use of free weights to machines such as treadmills and exercise bikes.",{"$f":"table.SpaceClassification[[#This Row],[OmniClass Number]] & \": \" & table.SpaceClassification[[#This Row],[OmniClass Title]]","v":"13-51 61 25 13: Exercise/Therapy Gymnasium"},null,null,null,null,"23-13 33 19 11","Cladding and Curtainwall Panels","23-13 33 19 11: Cladding and Curtainwall Panels",null,null,42113,"C30 INTERIOR FINISHES","C3010 WALL FINISHES","C301005 WALL COVERINGS","Other","C301005: INTERIOR FINISHES, WALL FINISHES, WALL COVERINGS - Other"]
[null,null,null,"13-51 61 25 15","Individual Therapeutic Exercise Area","Space used for individual physical training and exercise as a part of a physical rehabilitation program.",{"$f":"table.SpaceClassification[[#This Row],[OmniClass Number]] & \": \" & table.SpaceClassification[[#This Row],[OmniClass Title]]","v":"13-51 61 25 15: Individual Therapeutic Exercise Area"},null,null,null,null,"23-13 33 19 11 11","Opening Infill Units","23-13 33 19 11 11: Opening Infill Units",null,null,43113,"C30 INTERIOR FINISHES","C3010 WALL FINISHES","C301005 WALL COVERINGS","Unknown","C301005: INTERIOR FINISHES, WALL FINISHES, WALL COVERINGS - Unknown"]
[null,null,null,"13-51 61 25 17","Treatment/Exercise Area","Space used for physical therapy gymnasium to accommodate a wide variety of exercise procedures and training functions.",{"$f":"table.SpaceClassification[[#This Row],[OmniClass Number]] & \": \" & table.SpaceClassification[[#This Row],[OmniClass Title]]","v":"13-51 61 25 17: Treatment/Exercise Area"},null,null,null,null,"23-13 33 19 11 13","Imbedded Material Finish Mix, Tiles, Brick","23-13 33 19 11 13: Imbedded Material Finish Mix, Tiles, Brick",null,null,40280,"C30 INTERIOR FINISHES","C3010 WALL FINISHES","C301005 WALL COVERINGS","Laminated Plastic","C301005: INTERIOR FINISHES, WALL FINISHES, WALL COVERINGS - Laminated Plastic"]
[null,null,null,"13-51 61 27","Eye Fitting Studio","Space used to display, fit, match and color coordinate artificial eyes.",{"$f":"table.SpaceClassification[[#This Row],[OmniClass Number]] & \": \" & table.SpaceClassification[[#This Row],[OmniClass Title]]","v":"13-51 61 27: Eye Fitting Studio"},null,null,null,null,"23-13 33 21","Entrances ","23-13 33 21: Entrances ",null,null,30201,"C30 INTERIOR FINISHES","C3010 WALL FINISHES","C301005 WALL COVERINGS","Metal Panel","C301005: INTERIOR FINISHES, WALL FINISHES, WALL COVERINGS - Metal Panel"]
[null,null,null,"13-51 61 29","Facial/Body Fitting Studio","Space used to fit custom made prosthetics and orthotics to a patient.",{"$f":"table.SpaceClassification[[#This Row],[OmniClass Number]] & \": \" & table.SpaceClassification[[#This Row],[OmniClass Title]]","v":"13-51 61 29: Facial/Body Fitting Studio"},null,null,null,null,"23-13 33 21 11","Aluminum-Framed Entrances","23-13 33 21 11: Aluminum-Framed Entrances",null,null,44010,"C30 INTERIOR FINISHES","C3010 WALL FINISHES","C301005 WALL COVERINGS","Paint","C301005: INTERIOR FINISHES, WALL FINISHES, WALL COVERINGS - Paint"]
[null,null,null,"13-51 61 31","Fitting Room, Custom Fabrication","Space used for examination of patients prior to and during fabrication of prosthetic and orthotic devices.",{"$f":"table.SpaceClassification[[#This Row],[OmniClass Number]] & \": \" & table.SpaceClassification[[#This Row],[OmniClass Title]]","v":"13-51 61 31: Fitting Room, Custom Fabrication"},null,null,null,null,"23-13 33 21 11 11","Automatic Aluminum-Framed Entrances","23-13 33 21 11 11: Automatic Aluminum-Framed Entrances",null,null,43589,"C30 INTERIOR FINISHES","C3010 WALL FINISHES","C301005 WALL COVERINGS","Wallpaper","C301005: INTERIOR FINISHES, WALL FINISHES, WALL COVERINGS - Wallpaper"]
[null,null,null,"13-51 61 33","Fitting Room, Soft Goods Fabrication","Space used for fitting of various prosthetic and orthotic devices and for follow-up examination.",{"$f":"table.SpaceClassification[[#This Row],[OmniClass Number]] & \": \" & table.SpaceClassification[[#This Row],[OmniClass Title]]","v":"13-51 61 33: Fitting Room, Soft Goods Fabrication"},null,null,null,null,"23-13 33 21 11 13","Revolving Door Aluminum-Framed  Entrances","23-13 33 21 11 13: Revolving Door Aluminum-Framed  Entrances",null,null,30200,"C30 INTERIOR FINISHES","C3010 WALL FINISHES","C301005 WALL COVERINGS","Wood","C301005: INTERIOR FINISHES, WALL FINISHES, WALL COVERINGS - Wood"]
[null,null,null,"13-51 61 35","Gait Lane","Space used in physical therapy treatment of problems of ambulation and in training and exercise for patients with lower extremity prosthetic devices. The gait lane is focSpace used on persons with lower limb or trunk conditions sometime associated with neurological or orthopedic impairment. The parallel bar area is focSpace used on restoring basic ambulation skills.",{"$f":"table.SpaceClassification[[#This Row],[OmniClass Number]] & \": \" & table.SpaceClassification[[#This Row],[OmniClass Title]]","v":"13-51 61 35: Gait Lane"},null,null,null,null,"23-13 33 21 11 15","Balanced Door Aluminum-Framed  Entrances","23-13 33 21 11 15: Balanced Door Aluminum-Framed  Entrances",null,null,30199,"C30 INTERIOR FINISHES","C3010 WALL FINISHES","C301006 ACOUSTICAL PANELS ADHERED TO WALLS","General","C301006: INTERIOR FINISHES, WALL FINISHES, ACOUSTICAL PANELS ADHERED TO WALLS - General"]
[null,null,null,"13-51 61 37","Gait Study Track","Space used for diagnosis and treatment of ambulation disorders where equipment is Space used in obtaining and analyzing patient movement.",{"$f":"table.SpaceClassification[[#This Row],[OmniClass Number]] & \": \" & table.SpaceClassification[[#This Row],[OmniClass Title]]","v":"13-51 61 37: Gait Study Track"},null,null,null,null,"23-13 33 21 11 17","Pressure-Resistant Aluminum-Framed  Entrances","23-13 33 21 11 17: Pressure-Resistant Aluminum-Framed  Entrances",null,null,42114,"C30 INTERIOR FINISHES","C3010 WALL FINISHES","C301006 ACOUSTICAL PANELS ADHERED TO WALLS","Other","C301006: INTERIOR FINISHES, WALL FINISHES, ACOUSTICAL PANELS ADHERED TO WALLS - Other"]
[null,null,null,"13-51 61 39","Hearing Aid Fabrication and Modification Room","Space used for construction, adjustment and maintenance of hearing aids and bioelectric implants.",{"$f":"table.SpaceClassification[[#This Row],[OmniClass Number]] & \": \" & table.SpaceClassification[[#This Row],[OmniClass Title]]","v":"13-51 61 39: Hearing Aid Fabrication and Modification Room"},null,null,null,null,"23-13 33 21 11 19","Intensive Care Unit/Critical Care Unit Aluminum-Framed  Entrances","23-13 33 21 11 19: Intensive Care Unit/Critical Care Unit Aluminum-Framed  Entrances",null,null,43114,"C30 INTERIOR FINISHES","C3010 WALL FINISHES","C301006 ACOUSTICAL PANELS ADHERED TO WALLS","Unknown","C301006: INTERIOR FINISHES, WALL FINISHES, ACOUSTICAL PANELS ADHERED TO WALLS - Unknown"]
[null,null,null,"13-51 61 41","Hubbard Tank - Full Immersion","Space used for a specialized treatment tank in which pressurized and/or heated streams of water are circulated around the body of the patient.",{"$f":"table.SpaceClassification[[#This Row],[OmniClass Number]] & \": \" & table.SpaceClassification[[#This Row],[OmniClass Title]]","v":"13-51 61 41: Hubbard Tank - Full Immersion"},null,null,null,null,"23-13 33 21 13","Bronze-Framed Entrances","23-13 33 21 13: Bronze-Framed Entrances",null,null,41115,"C30 INTERIOR FINISHES","C3010 WALL FINISHES","C301090 OTHER WALL FINISHES","General","C301090: INTERIOR FINISHES, WALL FINISHES, OTHER WALL FINISHES - General"]
[null,null,null,"13-51 61 43","Hubbard Tank - Partial Immersion","Space used for a specialized treatment tank in which pressurized and/or heated streams of water are circulated around an immersed portions of the body of a patient.",{"$f":"table.SpaceClassification[[#This Row],[OmniClass Number]] & \": \" & table.SpaceClassification[[#This Row],[OmniClass Title]]","v":"13-51 61 43: Hubbard Tank - Partial Immersion"},null,null,null,null,"23-13 33 21 13 11","Automatic Bronze-Framed Entrances","23-13 33 21 13 11: Automatic Bronze-Framed Entrances",null,null,21436,"C30 INTERIOR FINISHES","C3010 WALL FINISHES","C301090 OTHER WALL FINISHES","Other","C301090: INTERIOR FINISHES, WALL FINISHES, OTHER WALL FINISHES - Other"]
[null,null,null,"13-51 61 45","Hydrotherapy Area","Space used for treatments in which the patient or a portion of his body is immersed in a tank in which the water is heated and circulated by jets or other devices.",{"$f":"table.SpaceClassification[[#This Row],[OmniClass Number]] & \": \" & table.SpaceClassification[[#This Row],[OmniClass Title]]","v":"13-51 61 45: Hydrotherapy Area"},null,null,null,null,"23-13 33 21 13 13","Revolving Door Bronze-Framed  Entrances","23-13 33 21 13 13: Revolving Door Bronze-Framed  Entrances",null,null,43115,"C30 INTERIOR FINISHES","C3010 WALL FINISHES","C301090 OTHER WALL FINISHES","Unknown","C301090: INTERIOR FINISHES, WALL FINISHES, OTHER WALL FINISHES - Unknown"]
[null,null,null,"13-51 61 47","Neurophysiology Rehabilitation Room","Space used for treatment of problems relating to nervous system functioning. May include techniques and procedures also Space used for vocational therapy.",{"$f":"table.SpaceClassification[[#This Row],[OmniClass Number]] & \": \" & table.SpaceClassification[[#This Row],[OmniClass Title]]","v":"13-51 61 47: Neurophysiology Rehabilitation Room"},null,null,null,null,"23-13 33 21 13 15","Balanced Door Bronze-Framed  Entrances","23-13 33 21 13 15: Balanced Door Bronze-Framed  Entrances",null,null,41116,"C30 INTERIOR FINISHES","C3020 FLOOR FINISHES","C302001 TILE FLOOR FINISHES","General","C302001: INTERIOR FINISHES, FLOOR FINISHES, TILE FLOOR FINISHES - General"]
[null,null,null,"13-51 61 49","Occupational Therapy Room","Space used for development of occupational (work) related skills and attitudes.",{"$f":"table.SpaceClassification[[#This Row],[OmniClass Number]] & \": \" & table.SpaceClassification[[#This Row],[OmniClass Title]]","v":"13-51 61 49: Occupational Therapy Room"},null,null,null,null,"23-13 33 21 13 17","Pressure-Resistant Bronze-Framed  Entrances","23-13 33 21 13 17: Pressure-Resistant Bronze-Framed  Entrances",null,null,42116,"C30 INTERIOR FINISHES","C3020 FLOOR FINISHES","C302001 TILE FLOOR FINISHES","Other","C302001: INTERIOR FINISHES, FLOOR FINISHES, TILE FLOOR FINISHES - Other"]
[null,null,null,"13-51 61 50","Occupational Therapy, Daily Living Skills Training and Evaluation Room","Space used to train patients in adaptive behavior needed to perform routine living skills. Generally arranged to include fixed and movable items which a person would encounter in daily living.",{"$f":"table.SpaceClassification[[#This Row],[OmniClass Number]] & \": \" & table.SpaceClassification[[#This Row],[OmniClass Title]]","v":"13-51 61 50: Occupational Therapy, Daily Living Skills Training and Evaluation Room"},null,null,null,null,"23-13 33 21 13 19","Intensive Care Unit/Critical Care Unit Bronze-Framed  Entrances","23-13 33 21 13 19: Intensive Care Unit/Critical Care Unit Bronze-Framed  Entrances",null,null,43116,"C30 INTERIOR FINISHES","C3020 FLOOR FINISHES","C302001 TILE FLOOR FINISHES","Unknown","C302001: INTERIOR FINISHES, FLOOR FINISHES, TILE FLOOR FINISHES - Unknown"]
[null,null,null,"13-51 61 51","Pediatric Developmental Therapy Space","Space used for treatment of children who suffer from chronic or acute conditions which have impaired their physical and/or neurological development. May include occupational therapy, speech therapy, and physical therapy.",{"$f":"table.SpaceClassification[[#This Row],[OmniClass Number]] & \": \" & table.SpaceClassification[[#This Row],[OmniClass Title]]","v":"13-51 61 51: Pediatric Developmental Therapy Space"},null,null,null,null,"23-13 33 21 15","Stainless-Steel-Framed Entrances ","23-13 33 21 15: Stainless-Steel-Framed Entrances ",null,null,21439,"C30 INTERIOR FINISHES","C3020 FLOOR FINISHES","C302001 TILE FLOOR FINISHES","Ceramic Tile","C302001: INTERIOR FINISHES, FLOOR FINISHES, TILE FLOOR FINISHES - Ceramic Tile"]
[null,null,null,"13-51 61 53","Physical Therapy/Kinesiology Therapy Room","Space used for physical therapy treatment and gymnasium to accommodate a wide variety of functions including prosthetic and orthotic training.",{"$f":"table.SpaceClassification[[#This Row],[OmniClass Number]] & \": \" & table.SpaceClassification[[#This Row],[OmniClass Title]]","v":"13-51 61 53: Physical Therapy/Kinesiology Therapy Room"},null,null,null,null,"23-13 33 21 15 11","Automatic Stainless-Steel-Framed Entrances","23-13 33 21 15 11: Automatic Stainless-Steel-Framed Entrances",null,null,21440,"C30 INTERIOR FINISHES","C3020 FLOOR FINISHES","C302001 TILE FLOOR FINISHES","Marble Tile","C302001: INTERIOR FINISHES, FLOOR FINISHES, TILE FLOOR FINISHES - Marble Tile"]
[null,null,null,"13-51 61 55","Posturography Exam Room","Space used for examination of patients with a battery of tests to evaluate balance function using a series of tasks to simulate situations encountered in daily life.",{"$f":"table.SpaceClassification[[#This Row],[OmniClass Number]] & \": \" & table.SpaceClassification[[#This Row],[OmniClass Title]]","v":"13-51 61 55: Posturography Exam Room"},null,null,null,null,"23-13 33 21 15 13","Revolving Door Stainless-Steel-Framed  Entrances","23-13 33 21 15 13: Revolving Door Stainless-Steel-Framed  Entrances",null,null,21451,"C30 INTERIOR FINISHES","C3020 FLOOR FINISHES","C302001 TILE FLOOR FINISHES","Porcelain Tile","C302001: INTERIOR FINISHES, FLOOR FINISHES, TILE FLOOR FINISHES - Porcelain Tile"]
[null,null,null,"13-51 61 57","Prosthetic and Orthotic Dust Room","Space used for fabrication equipment which generates quantities of dust.",{"$f":"table.SpaceClassification[[#This Row],[OmniClass Number]] & \": \" & table.SpaceClassification[[#This Row],[OmniClass Title]]","v":"13-51 61 57: Prosthetic and Orthotic Dust Room"},null,null,null,null,"23-13 33 21 15 15","Balanced Door Stainless-Steel-Framed  Entrances","23-13 33 21 15 15: Balanced Door Stainless-Steel-Framed  Entrances",null,null,21445,"C30 INTERIOR FINISHES","C3020 FLOOR FINISHES","C302002 TERRAZZO FLOOR FINISHES","General","C302002: INTERIOR FINISHES, FLOOR FINISHES, TERRAZZO FLOOR FINISHES - General"]
[null,null,null,"13-51 61 59","Prosthetic and Orthotic Fume Room","Space used for fabrication processes which generate toxic or unpleasant fumes.",{"$f":"table.SpaceClassification[[#This Row],[OmniClass Number]] & \": \" & table.SpaceClassification[[#This Row],[OmniClass Title]]","v":"13-51 61 59: Prosthetic and Orthotic Fume Room"},null,null,null,null,"23-13 33 21 15 17","Pressure-Resistant Stainless-Steel-Framed  Entrances","23-13 33 21 15 17: Pressure-Resistant Stainless-Steel-Framed  Entrances",null,null,42117,"C30 INTERIOR FINISHES","C3020 FLOOR FINISHES","C302002 TERRAZZO FLOOR FINISHES","Other","C302002: INTERIOR FINISHES, FLOOR FINISHES, TERRAZZO FLOOR FINISHES - Other"]
[null,null,null,"13-51 61 61","Prosthetic and Orthotic Work Station","Space used for prosthetic and orthotic technician workspace, bench space, and power equipment.",{"$f":"table.SpaceClassification[[#This Row],[OmniClass Number]] & \": \" & table.SpaceClassification[[#This Row],[OmniClass Title]]","v":"13-51 61 61: Prosthetic and Orthotic Work Station"},null,null,null,null,"23-13 33 21 15 19","Intensive Care Unit/Critical Care Unit Stainless-Steel-Framed  Entrances","23-13 33 21 15 19: Intensive Care Unit/Critical Care Unit Stainless-Steel-Framed  Entrances",null,null,43117,"C30 INTERIOR FINISHES","C3020 FLOOR FINISHES","C302002 TERRAZZO FLOOR FINISHES","Unknown","C302002: INTERIOR FINISHES, FLOOR FINISHES, TERRAZZO FLOOR FINISHES - Unknown"]
[null,null,null,"13-51 61 63","Prosthetic and Orthotic, Maintenance Support Room","Space used for repairs and routine maintenance of prosthetic and orthotic devices.",{"$f":"table.SpaceClassification[[#This Row],[OmniClass Number]] & \": \" & table.SpaceClassification[[#This Row],[OmniClass Title]]","v":"13-51 61 63: Prosthetic and Orthotic, Maintenance Support Room"},null,null,null,null,"23-13 33 21 17","Steel-Framed Entrances ","23-13 33 21 17: Steel-Framed Entrances ",null,null,21446,"C30 INTERIOR FINISHES","C3020 FLOOR FINISHES","C302003 WOOD FLOORING","General","C302003: INTERIOR FINISHES, FLOOR FINISHES, WOOD FLOORING - General"]
[null,null,null,"13-51 61 65","Rehabilitation Therapy Gym","Space used for exercise and treatment interventions related to physical therapy.",{"$f":"table.SpaceClassification[[#This Row],[OmniClass Number]] & \": \" & table.SpaceClassification[[#This Row],[OmniClass Title]]","v":"13-51 61 65: Rehabilitation Therapy Gym"},null,null,null,null,"23-13 33 21 17 11","Automatic Steel-Framed Entrances","23-13 33 21 17 11: Automatic Steel-Framed Entrances",null,null,42118,"C30 INTERIOR FINISHES","C3020 FLOOR FINISHES","C302003 WOOD FLOORING","Other","C302003: INTERIOR FINISHES, FLOOR FINISHES, WOOD FLOORING - Other"]
[null,null,null,"13-51 61 67","Speech Pathology Individual Therapy Room","Space used for speech therapy for a single patient.",{"$f":"table.SpaceClassification[[#This Row],[OmniClass Number]] & \": \" & table.SpaceClassification[[#This Row],[OmniClass Title]]","v":"13-51 61 67: Speech Pathology Individual Therapy Room"},null,null,null,null,"23-13 33 21 17 13","Revolving Door  Steel-Framed  Entrances","23-13 33 21 17 13: Revolving Door  Steel-Framed  Entrances",null,null,43118,"C30 INTERIOR FINISHES","C3020 FLOOR FINISHES","C302003 WOOD FLOORING","Unknown","C302003: INTERIOR FINISHES, FLOOR FINISHES, WOOD FLOORING - Unknown"]
[null,null,null,"13-51 61 68","Speech Therapist, Exam and Treatment Space","Space used for individual examination and treatment of speech deficits by a speech therapist.",{"$f":"table.SpaceClassification[[#This Row],[OmniClass Number]] & \": \" & table.SpaceClassification[[#This Row],[OmniClass Title]]","v":"13-51 61 68: Speech Therapist, Exam and Treatment Space"},null,null,null,null,"23-13 33 21 17 15","Balanced Door  Steel-Framed  Entrances","23-13 33 21 17 15: Balanced Door  Steel-Framed  Entrances",null,null,41119,"C30 INTERIOR FINISHES","C3020 FLOOR FINISHES","C302004 RESILIENT FLOOR FINISHES","General","C302004: INTERIOR FINISHES, FLOOR FINISHES, RESILIENT FLOOR FINISHES - General"]
[null,null,null,"13-51 61 69","Therapeutic Pool","Space used for therapeutic swimming and related activities for individuals or groups.",{"$f":"table.SpaceClassification[[#This Row],[OmniClass Number]] & \": \" & table.SpaceClassification[[#This Row],[OmniClass Title]]","v":"13-51 61 69: Therapeutic Pool"},null,null,null,null,"23-13 33 21 17 17","Pressure-Resistant  Steel-Framed  Entrances","23-13 33 21 17 17: Pressure-Resistant  Steel-Framed  Entrances",null,null,42119,"C30 INTERIOR FINISHES","C3020 FLOOR FINISHES","C302004 RESILIENT FLOOR FINISHES","Other","C302004: INTERIOR FINISHES, FLOOR FINISHES, RESILIENT FLOOR FINISHES - Other"]
[null,null,null,"13-51 61 71","Wheelchair Repair Workspace","Space used for the repair of wheelchairs.",{"$f":"table.SpaceClassification[[#This Row],[OmniClass Number]] & \": \" & table.SpaceClassification[[#This Row],[OmniClass Title]]","v":"13-51 61 71: Wheelchair Repair Workspace"},null,null,null,null,"23-13 33 21 17 19","Intensive Care Unit/Critical Care Unit  Steel-Framed  Entrances","23-13 33 21 17 19: Intensive Care Unit/Critical Care Unit  Steel-Framed  Entrances",null,null,43119,"C30 INTERIOR FINISHES","C3020 FLOOR FINISHES","C302004 RESILIENT FLOOR FINISHES","Unknown","C302004: INTERIOR FINISHES, FLOOR FINISHES, RESILIENT FLOOR FINISHES - Unknown"]
[null,null,null,"13-51 61 73","Whirlpool","Space used for a specialized treatment tank in which pressurized and/or heated water is circulated around the arm or leg of a patient.",{"$f":"table.SpaceClassification[[#This Row],[OmniClass Number]] & \": \" & table.SpaceClassification[[#This Row],[OmniClass Title]]","v":"13-51 61 73: Whirlpool"},null,null,null,null,"23-13 33 21 19","All-Glass Entrances","23-13 33 21 19: All-Glass Entrances",null,null,21448,"C30 INTERIOR FINISHES","C3020 FLOOR FINISHES","C302004 RESILIENT FLOOR FINISHES","Composition Sheet","C302004: INTERIOR FINISHES, FLOOR FINISHES, RESILIENT FLOOR FINISHES - Composition Sheet"]
[null,null,null,"13-51 61 75","Rehabilitation Living Skills Training Apartment","Space used in a rehabilitation program to train  and evaluate patients, shortly before discharge, in a realistic living setting.",{"$f":"table.SpaceClassification[[#This Row],[OmniClass Number]] & \": \" & table.SpaceClassification[[#This Row],[OmniClass Title]]","v":"13-51 61 75: Rehabilitation Living Skills Training Apartment"},null,null,null,null,"23-13 33 21 19 11","Automatic All-Glass Entrances","23-13 33 21 19 11: Automatic All-Glass Entrances",null,null,21438,"C30 INTERIOR FINISHES","C3020 FLOOR FINISHES","C302004 RESILIENT FLOOR FINISHES","Cork Tile","C302004: INTERIOR FINISHES, FLOOR FINISHES, RESILIENT FLOOR FINISHES - Cork Tile"]
[null,null,null,"13-51 64 00","Dental Spaces","Spaces used for dental hygiene care, routine dentistry, and for design, fabrication, application and adjustment of dental and maxillo-facial appliances for corrective and reconstructive purposes.",{"$f":"table.SpaceClassification[[#This Row],[OmniClass Number]] & \": \" & table.SpaceClassification[[#This Row],[OmniClass Title]]","v":"13-51 64 00: Dental Spaces"},null,null,null,null,"23-13 33 21 19 13","Revolving Door  All-Glass  Entrances","23-13 33 21 19 13: Revolving Door  All-Glass  Entrances",null,null,30205,"C30 INTERIOR FINISHES","C3020 FLOOR FINISHES","C302004 RESILIENT FLOOR FINISHES","Resilient Tile","C302004: INTERIOR FINISHES, FLOOR FINISHES, RESILIENT FLOOR FINISHES - Resilient Tile"]
[null,null,null,"13-51 64 11","Dental CS Suite","Spaces which constitute a specialized dental support and sterilization function.",{"$f":"table.SpaceClassification[[#This Row],[OmniClass Number]] & \": \" & table.SpaceClassification[[#This Row],[OmniClass Title]]","v":"13-51 64 11: Dental CS Suite"},null,null,null,null,"23-13 33 21 19 15","Balanced Door  All-Glass  Entrances","23-13 33 21 19 15: Balanced Door  All-Glass  Entrances",null,null,21444,"C30 INTERIOR FINISHES","C3020 FLOOR FINISHES","C302004 RESILIENT FLOOR FINISHES","Rubber Sheet","C302004: INTERIOR FINISHES, FLOOR FINISHES, RESILIENT FLOOR FINISHES - Rubber Sheet"]
[null,null,null,"13-51 64 13","Dental Hygiene and Operatory Room","Space used  for dental hygiene and routine treatments such as fillings, crowns, application of sealants and some cosmetic procedures.",{"$f":"table.SpaceClassification[[#This Row],[OmniClass Number]] & \": \" & table.SpaceClassification[[#This Row],[OmniClass Title]]","v":"13-51 64 13: Dental Hygiene and Operatory Room"},null,null,null,null,"23-13 33 21 19 17","Pressure-Resistant  All-Glass Entrances","23-13 33 21 19 17: Pressure-Resistant  All-Glass Entrances",null,null,21452,"C30 INTERIOR FINISHES","C3020 FLOOR FINISHES","C302004 RESILIENT FLOOR FINISHES","Vinyl Tile","C302004: INTERIOR FINISHES, FLOOR FINISHES, RESILIENT FLOOR FINISHES - Vinyl Tile"]
[null,null,null,"13-51 64 15","Dental Hygiene Room","Space used  for routine dental hygiene.",{"$f":"table.SpaceClassification[[#This Row],[OmniClass Number]] & \": \" & table.SpaceClassification[[#This Row],[OmniClass Title]]","v":"13-51 64 15: Dental Hygiene Room"},null,null,null,null,"23-13 33 21 19 19","Intensive Care Unit/Critical Care Unit All-Glass Entrances","23-13 33 21 19 19: Intensive Care Unit/Critical Care Unit All-Glass Entrances",null,null,21450,"C30 INTERIOR FINISHES","C3020 FLOOR FINISHES","C302005 CARPETING","General","C302005: INTERIOR FINISHES, FLOOR FINISHES, CARPETING - General"]
[null,null,null,"13-51 64 17","Dental Porcelain Room","Space used for the fabrication of porcelain dental prosthetics.",{"$f":"table.SpaceClassification[[#This Row],[OmniClass Number]] & \": \" & table.SpaceClassification[[#This Row],[OmniClass Title]]","v":"13-51 64 17: Dental Porcelain Room"},null,null,null,null,"23-13 33 23","Storefronts","23-13 33 23: Storefronts",null,null,42120,"C30 INTERIOR FINISHES","C3020 FLOOR FINISHES","C302005 CARPETING","Other","C302005: INTERIOR FINISHES, FLOOR FINISHES, CARPETING - Other"]
[null,null,null,"13-51 64 19","Dental Prosthetics Laboratory","Space used for the fabrication and adjustment of dental prosthetics.",{"$f":"table.SpaceClassification[[#This Row],[OmniClass Number]] & \": \" & table.SpaceClassification[[#This Row],[OmniClass Title]]","v":"13-51 64 19: Dental Prosthetics Laboratory"},null,null,null,null,"23-13 33 23 11","Aluminum-Framed Storefronts","23-13 33 23 11: Aluminum-Framed Storefronts",null,null,43120,"C30 INTERIOR FINISHES","C3020 FLOOR FINISHES","C302005 CARPETING","Unknown","C302005: INTERIOR FINISHES, FLOOR FINISHES, CARPETING - Unknown"]
[null,null,null,"13-51 64 21","Dental Screening Room","Space used  for routine screening examination (triage) to determine health of the teeth, gums and surrounding tissue.",{"$f":"table.SpaceClassification[[#This Row],[OmniClass Number]] & \": \" & table.SpaceClassification[[#This Row],[OmniClass Title]]","v":"13-51 64 21: Dental Screening Room"},null,null,null,null,"23-13 33 23 11 11","Automatic Aluminum-Framed Storefronts","23-13 33 23 11 11: Automatic Aluminum-Framed Storefronts",null,null,21449,"C30 INTERIOR FINISHES","C3020 FLOOR FINISHES","C302005 CARPETING","Carpet Tile","C302005: INTERIOR FINISHES, FLOOR FINISHES, CARPETING - Carpet Tile"]
[null,null,null,"13-51 64 23","Dental Self Preparation Area","Space used by patients to prepare for dental services.",{"$f":"table.SpaceClassification[[#This Row],[OmniClass Number]] & \": \" & table.SpaceClassification[[#This Row],[OmniClass Title]]","v":"13-51 64 23: Dental Self Preparation Area"},null,null,null,null,"23-13 33 23 11 13","Revolving Door Aluminum-Framed  Storefronts","23-13 33 23 11 13: Revolving Door Aluminum-Framed  Storefronts",null,null,41121,"C30 INTERIOR FINISHES","C3020 FLOOR FINISHES","C302006 MASONRY & STONE FLOORING","General","C302006: INTERIOR FINISHES, FLOOR FINISHES, MASONRY & STONE FLOORING - General"]
[null,null,null,"13-51 64 25","Dental Treatment t Room, Mini Laboratory","Space used  for routine dental office procedures such as making impressions, crowns, and bridges to support general dentistry.",{"$f":"table.SpaceClassification[[#This Row],[OmniClass Number]] & \": \" & table.SpaceClassification[[#This Row],[OmniClass Title]]","v":"13-51 64 25: Dental Treatment t Room, Mini Laboratory"},null,null,null,null,"23-13 33 23 11 15","Balanced Door Aluminum-Framed  Storefronts","23-13 33 23 11 15: Balanced Door Aluminum-Framed  Storefronts",null,null,42121,"C30 INTERIOR FINISHES","C3020 FLOOR FINISHES","C302006 MASONRY & STONE FLOORING","Other","C302006: INTERIOR FINISHES, FLOOR FINISHES, MASONRY & STONE FLOORING - Other"]
[null,null,null,"13-51 64 27","Dental Treatment Room","Operatory, General Treatment or Operatory, Dental Hygiene Space used  for routine cleaning and examination of teeth, gums and surrounding tissue and for treatments not requiring general anesthesia such as fillings crowns, application of sealants and some cosmetic procedures.",{"$f":"table.SpaceClassification[[#This Row],[OmniClass Number]] & \": \" & table.SpaceClassification[[#This Row],[OmniClass Title]]","v":"13-51 64 27: Dental Treatment Room"},null,null,null,null,"23-13 33 23 11 17","Pressure-Resistant Aluminum-Framed  Storefronts","23-13 33 23 11 17: Pressure-Resistant Aluminum-Framed  Storefronts",null,null,43121,"C30 INTERIOR FINISHES","C3020 FLOOR FINISHES","C302006 MASONRY & STONE FLOORING","Unknown","C302006: INTERIOR FINISHES, FLOOR FINISHES, MASONRY & STONE FLOORING - Unknown"]
[null,null,null,"13-51 64 29","Dental Treatment Room, Conscious Sedation Support","Space used  for preparation of anesthetizing and sedating agents which produce a state of relaxation and/or pain relief to be given to patients undergoing dental prosthetic/reconstructive surgery.",{"$f":"table.SpaceClassification[[#This Row],[OmniClass Number]] & \": \" & table.SpaceClassification[[#This Row],[OmniClass Title]]","v":"13-51 64 29: Dental Treatment Room, Conscious Sedation Support"},null,null,null,null,"23-13 33 23 11 19","Intensive Care Unit/Critical Care Unit Aluminum-Framed  Storefronts","23-13 33 23 11 19: Intensive Care Unit/Critical Care Unit Aluminum-Framed  Storefronts",null,null,21442,"C30 INTERIOR FINISHES","C3020 FLOOR FINISHES","C302006 MASONRY & STONE FLOORING","Quarry Tile","C302006: INTERIOR FINISHES, FLOOR FINISHES, MASONRY & STONE FLOORING - Quarry Tile"]
[null,null,null,"13-51 64 31","Dental Treatment Room, Endodontics","Space used  for the diagnosis and treatment of conditions relating to the tooth pulp and the tissues surrounding the root of the tooth.",{"$f":"table.SpaceClassification[[#This Row],[OmniClass Number]] & \": \" & table.SpaceClassification[[#This Row],[OmniClass Title]]","v":"13-51 64 31: Dental Treatment Room, Endodontics"},null,null,null,null,"23-13 33 23 13","Bronze-Framed Storefronts","23-13 33 23 13: Bronze-Framed Storefronts",null,null,41122,"C30 INTERIOR FINISHES","C3020 FLOOR FINISHES","C302007 WALL BASE FINISHES","General","C302007: INTERIOR FINISHES, FLOOR FINISHES, WALL BASE FINISHES - General"]
[null,null,null,"13-51 64 33","Dental Treatment Room, Orthodontics","Space used  for the design, application and control of corrective appliances to move teeth or adjust underlying bone to bring teeth, lips, and jaws into proper alignment and achieve facial balance.",{"$f":"table.SpaceClassification[[#This Row],[OmniClass Number]] & \": \" & table.SpaceClassification[[#This Row],[OmniClass Title]]","v":"13-51 64 33: Dental Treatment Room, Orthodontics"},null,null,null,null,"23-13 33 23 13 11","Automatic Bronze-Framed Storefronts","23-13 33 23 13 11: Automatic Bronze-Framed Storefronts",null,null,42122,"C30 INTERIOR FINISHES","C3020 FLOOR FINISHES","C302007 WALL BASE FINISHES","Other","C302007: INTERIOR FINISHES, FLOOR FINISHES, WALL BASE FINISHES - Other"]
[null,null,null,"13-51 64 35","Dental Treatment Room, Pediatrics","Space used  for examination, diagnosis and treatment of teeth, gums, and supporting structures of pediatric patients.",{"$f":"table.SpaceClassification[[#This Row],[OmniClass Number]] & \": \" & table.SpaceClassification[[#This Row],[OmniClass Title]]","v":"13-51 64 35: Dental Treatment Room, Pediatrics"},null,null,null,null,"23-13 33 23 13 13","Revolving Door Bronze-Framed  Storefronts","23-13 33 23 13 13: Revolving Door Bronze-Framed  Storefronts",null,null,43122,"C30 INTERIOR FINISHES","C3020 FLOOR FINISHES","C302007 WALL BASE FINISHES","Unknown","C302007: INTERIOR FINISHES, FLOOR FINISHES, WALL BASE FINISHES - Unknown"]
[null,null,null,"13-51 64 37","Dental Treatment Room, Periodontics","Space used  for the prevention, diagnosis, and treatment of patients with diseases affecting the gums and supporting structures of the teeth. Includes placement and maintenance of dental implants.",{"$f":"table.SpaceClassification[[#This Row],[OmniClass Number]] & \": \" & table.SpaceClassification[[#This Row],[OmniClass Title]]","v":"13-51 64 37: Dental Treatment Room, Periodontics"},null,null,null,null,"23-13 33 23 13 15","Balanced Door Bronze-Framed  Storefronts","23-13 33 23 13 15: Balanced Door Bronze-Framed  Storefronts",null,null,41123,"C30 INTERIOR FINISHES","C3020 FLOOR FINISHES","C302008 STAIR FINISHES","General","C302008: INTERIOR FINISHES, FLOOR FINISHES, STAIR FINISHES - General"]
[null,null,null,"13-51 64 39","Dental Treatment Room, Prosthodontics","Space used  for the examination and treatment of patients who may require special prosthetics for missing or deficient teeth or oral and maxillo-facial tissues.",{"$f":"table.SpaceClassification[[#This Row],[OmniClass Number]] & \": \" & table.SpaceClassification[[#This Row],[OmniClass Title]]","v":"13-51 64 39: Dental Treatment Room, Prosthodontics"},null,null,null,null,"23-13 33 23 13 17","Pressure-Resistant Bronze-Framed  Storefronts","23-13 33 23 13 17: Pressure-Resistant Bronze-Framed  Storefronts",null,null,42123,"C30 INTERIOR FINISHES","C3020 FLOOR FINISHES","C302008 STAIR FINISHES","Other","C302008: INTERIOR FINISHES, FLOOR FINISHES, STAIR FINISHES - Other"]
[null,null,null,"13-51 64 41","Dental X-Ray Room","Space used  to make intra-oral (several teeth) and cephalometric (entire head) x-rays for use in diagnosis and treatment of dental and maxillo-facial conditions.",{"$f":"table.SpaceClassification[[#This Row],[OmniClass Number]] & \": \" & table.SpaceClassification[[#This Row],[OmniClass Title]]","v":"13-51 64 41: Dental X-Ray Room"},null,null,null,null,"23-13 33 23 13 19","Intensive Care Unit/Critical Care Unit Bronze-Framed  Storefronts","23-13 33 23 13 19: Intensive Care Unit/Critical Care Unit Bronze-Framed  Storefronts",null,null,43123,"C30 INTERIOR FINISHES","C3020 FLOOR FINISHES","C302008 STAIR FINISHES","Unknown","C302008: INTERIOR FINISHES, FLOOR FINISHES, STAIR FINISHES - Unknown"]
[null,null,null,"13-51 64 43","Instrument Preparation and Sterilization Room","Space used for cleaning, sterilizing and packing dental instruments and supplies.",{"$f":"table.SpaceClassification[[#This Row],[OmniClass Number]] & \": \" & table.SpaceClassification[[#This Row],[OmniClass Title]]","v":"13-51 64 43: Instrument Preparation and Sterilization Room"},null,null,null,null,"23-13 33 23 15","Stainless-Steel-Framed Storefronts","23-13 33 23 15: Stainless-Steel-Framed Storefronts",null,null,41124,"C30 INTERIOR FINISHES","C3020 FLOOR FINISHES","C302009 FLOOR TOPPINGS AND TRAFFIC MEMBRANES","General","C302009: INTERIOR FINISHES, FLOOR FINISHES, FLOOR TOPPINGS AND TRAFFIC MEMBRANES - General"]
[null,null,null,"13-51 64 45","Maxillo-Facial Laboratory","Space used  for prosthetic treatment of patients with abnormal conditions of the face and oral structures.",{"$f":"table.SpaceClassification[[#This Row],[OmniClass Number]] & \": \" & table.SpaceClassification[[#This Row],[OmniClass Title]]","v":"13-51 64 45: Maxillo-Facial Laboratory"},null,null,null,null,"23-13 33 23 15 11","Automatic Stainless-Steel-Framed Storefronts","23-13 33 23 15 11: Automatic Stainless-Steel-Framed Storefronts",null,null,42124,"C30 INTERIOR FINISHES","C3020 FLOOR FINISHES","C302009 FLOOR TOPPINGS AND TRAFFIC MEMBRANES","Other","C302009: INTERIOR FINISHES, FLOOR FINISHES, FLOOR TOPPINGS AND TRAFFIC MEMBRANES - Other"]
[null,null,null,"13-51 64 47","Maxillo-Facial Treatment Room","Space used for prosthetic treatment of patients with abnormal conditions of the face and oral structures.",{"$f":"table.SpaceClassification[[#This Row],[OmniClass Number]] & \": \" & table.SpaceClassification[[#This Row],[OmniClass Title]]","v":"13-51 64 47: Maxillo-Facial Treatment Room"},null,null,null,null,"23-13 33 23 15 13","Revolving Door Stainless-Steel-Framed  Storefronts","23-13 33 23 15 13: Revolving Door Stainless-Steel-Framed  Storefronts",null,null,43124,"C30 INTERIOR FINISHES","C3020 FLOOR FINISHES","C302009 FLOOR TOPPINGS AND TRAFFIC MEMBRANES","Unknown","C302009: INTERIOR FINISHES, FLOOR FINISHES, FLOOR TOPPINGS AND TRAFFIC MEMBRANES - Unknown"]
[null,null,null,"13-51 64 49","Oral Pathology Laboratory","Space used for the study of tissue from oral and facial areas.",{"$f":"table.SpaceClassification[[#This Row],[OmniClass Number]] & \": \" & table.SpaceClassification[[#This Row],[OmniClass Title]]","v":"13-51 64 49: Oral Pathology Laboratory"},null,null,null,null,"23-13 33 23 15 15","Balanced Door Stainless-Steel-Framed Storefronts","23-13 33 23 15 15: Balanced Door Stainless-Steel-Framed Storefronts",null,null,21441,"C30 INTERIOR FINISHES","C3020 FLOOR FINISHES","C302009 FLOOR TOPPINGS AND TRAFFIC MEMBRANES","Paint","C302009: INTERIOR FINISHES, FLOOR FINISHES, FLOOR TOPPINGS AND TRAFFIC MEMBRANES - Paint"]
[null,null,null,"13-51 64 51","Oral Surgery Residency Room","Space used for surgery of the mouth and jaw particularly where anesthesia or heavy sedation is Space used in services which include a residency program.",{"$f":"table.SpaceClassification[[#This Row],[OmniClass Number]] & \": \" & table.SpaceClassification[[#This Row],[OmniClass Title]]","v":"13-51 64 51: Oral Surgery Residency Room"},null,null,null,null,"23-13 33 23 15 17","Pressure-Resistant Stainless-Steel-Framed  Storefronts","23-13 33 23 15 17: Pressure-Resistant Stainless-Steel-Framed  Storefronts",null,null,41125,"C30 INTERIOR FINISHES","C3020 FLOOR FINISHES","C302010 HARDENERS AND SEALERS","General","C302010: INTERIOR FINISHES, FLOOR FINISHES, HARDENERS AND SEALERS - General"]
[null,null,null,"13-51 64 53","Oral Surgery Room","Space used for surgery of the mouth and jaw particularly where anesthesia or heavy sedation is Space used.",{"$f":"table.SpaceClassification[[#This Row],[OmniClass Number]] & \": \" & table.SpaceClassification[[#This Row],[OmniClass Title]]","v":"13-51 64 53: Oral Surgery Room"},null,null,null,null,"23-13 33 23 15 19","Intensive Care Unit/Critical Care Unit Stainless-Steel-Framed  Storefronts","23-13 33 23 15 19: Intensive Care Unit/Critical Care Unit Stainless-Steel-Framed  Storefronts",null,null,42125,"C30 INTERIOR FINISHES","C3020 FLOOR FINISHES","C302010 HARDENERS AND SEALERS","Other","C302010: INTERIOR FINISHES, FLOOR FINISHES, HARDENERS AND SEALERS - Other"]
[null,null,null,"13-51 64 55","Panoramic Dental X-Ray Room","Space used for making panoramic x-rays for use in diagnosis and treatment of dental conditions.",{"$f":"table.SpaceClassification[[#This Row],[OmniClass Number]] & \": \" & table.SpaceClassification[[#This Row],[OmniClass Title]]","v":"13-51 64 55: Panoramic Dental X-Ray Room"},null,null,null,null,"23-13 33 23 17","Steel-Framed Storefronts","23-13 33 23 17: Steel-Framed Storefronts",null,null,43125,"C30 INTERIOR FINISHES","C3020 FLOOR FINISHES","C302010 HARDENERS AND SEALERS","Unknown","C302010: INTERIOR FINISHES, FLOOR FINISHES, HARDENERS AND SEALERS - Unknown"]
[null,null,null,"13-51 64 57","Dental X-Ray Support Room","Space used for support of dental x-ray systems.",{"$f":"table.SpaceClassification[[#This Row],[OmniClass Number]] & \": \" & table.SpaceClassification[[#This Row],[OmniClass Title]]","v":"13-51 64 57: Dental X-Ray Support Room"},null,null,null,null,"23-13 33 23 17 11","Automatic Steel-Framed Storefronts","23-13 33 23 17 11: Automatic Steel-Framed Storefronts",null,null,21447,"C30 INTERIOR FINISHES","C3020 FLOOR FINISHES","C302010 HARDENERS AND SEALERS","Concrete Topping","C302010: INTERIOR FINISHES, FLOOR FINISHES, HARDENERS AND SEALERS - Concrete Topping"]
[null,null,null,"13-51 67 00","Medical Research and Development Spaces","Spaces used for basic research on the nature and prevention of disease and injury. May involve use of animals and/or highly toxic or infectious matter which must be contained in special rooms or suites of rooms.",{"$f":"table.SpaceClassification[[#This Row],[OmniClass Number]] & \": \" & table.SpaceClassification[[#This Row],[OmniClass Title]]","v":"13-51 67 00: Medical Research and Development Spaces"},null,null,null,null,"23-13 33 23 17 13","Revolving Door  Steel-Framed  Storefronts","23-13 33 23 17 13: Revolving Door  Steel-Framed  Storefronts",null,null,44011,"C30 INTERIOR FINISHES","C3020 FLOOR FINISHES","C302010 HARDENERS AND SEALERS","Epoxy","C302010: INTERIOR FINISHES, FLOOR FINISHES, HARDENERS AND SEALERS - Epoxy"]
[null,null,null,"13-51 67 11","Research Animal Recovery Area","Space used in a veterinary research area for recovery of animals who have had surgery.",{"$f":"table.SpaceClassification[[#This Row],[OmniClass Number]] & \": \" & table.SpaceClassification[[#This Row],[OmniClass Title]]","v":"13-51 67 11: Research Animal Recovery Area"},null,null,null,null,"23-13 33 23 17 15","Balanced Door  Steel-Framed  Storefronts","23-13 33 23 17 15: Balanced Door  Steel-Framed  Storefronts",null,null,21618,"C30 INTERIOR FINISHES","C3020 FLOOR FINISHES","C302011 RAISED ACCESS FLOORING","General","C302011: INTERIOR FINISHES, FLOOR FINISHES, RAISED ACCESS FLOORING - General"]
[null,null,null,"13-51 67 13","Barrier Suite, Procedure Laboratory","Space used for the control of microbial agents Space used in animal research to keep to keep harmful agents away from the area.",{"$f":"table.SpaceClassification[[#This Row],[OmniClass Number]] & \": \" & table.SpaceClassification[[#This Row],[OmniClass Title]]","v":"13-51 67 13: Barrier Suite, Procedure Laboratory"},null,null,null,null,"23-13 33 23 17 17","Pressure-Resistant  Steel-Framed  Storefronts","23-13 33 23 17 17: Pressure-Resistant  Steel-Framed  Storefronts",null,null,42126,"C30 INTERIOR FINISHES","C3020 FLOOR FINISHES","C302011 RAISED ACCESS FLOORING","Other","C302011: INTERIOR FINISHES, FLOOR FINISHES, RAISED ACCESS FLOORING - Other"]
[null,null,null,"13-51 67 15","Biomedical Research BSL3 Suite Tissue Culture Room","Space used for preparation, culturing, and examination of tissue research specimens in a clean room environment.",{"$f":"table.SpaceClassification[[#This Row],[OmniClass Number]] & \": \" & table.SpaceClassification[[#This Row],[OmniClass Title]]","v":"13-51 67 15: Biomedical Research BSL3 Suite Tissue Culture Room"},null,null,null,null,"23-13 33 23 17 19","Intensive Care Unit/Critical Care Unit  Steel-Framed  Storefronts","23-13 33 23 17 19: Intensive Care Unit/Critical Care Unit  Steel-Framed  Storefronts",null,null,43126,"C30 INTERIOR FINISHES","C3020 FLOOR FINISHES","C302011 RAISED ACCESS FLOORING","Unknown","C302011: INTERIOR FINISHES, FLOOR FINISHES, RAISED ACCESS FLOORING - Unknown"]
[null,null,null,"13-51 67 17","Biomedical Research Tissue Culture Room","Space used for preparation, culturing, and examination of research specimens.",{"$f":"table.SpaceClassification[[#This Row],[OmniClass Number]] & \": \" & table.SpaceClassification[[#This Row],[OmniClass Title]]","v":"13-51 67 17: Biomedical Research Tissue Culture Room"},null,null,null,null,"23-13 33 23 19","All-Glass Storefronts","23-13 33 23 19: All-Glass Storefronts",null,null,41127,"C30 INTERIOR FINISHES","C3020 FLOOR FINISHES","C302090 OTHER FLOORING & FLOOR FINISHES","General","C302090: INTERIOR FINISHES, FLOOR FINISHES, OTHER FLOORING & FLOOR FINISHES - General"]
[null,null,null,"13-51 67 18","Laboratory, Research, Biochemistry","Space used for biochemistry research related to human health and treatment of injury and disease.",{"$f":"table.SpaceClassification[[#This Row],[OmniClass Number]] & \": \" & table.SpaceClassification[[#This Row],[OmniClass Title]]","v":"13-51 67 18: Laboratory, Research, Biochemistry"},null,null,null,null,"23-13 33 23 19 11","Automatic All-Glass Storefronts","23-13 33 23 19 11: Automatic All-Glass Storefronts",null,null,21443,"C30 INTERIOR FINISHES","C3020 FLOOR FINISHES","C302090 OTHER FLOORING & FLOOR FINISHES","Other","C302090: INTERIOR FINISHES, FLOOR FINISHES, OTHER FLOORING & FLOOR FINISHES - Other"]
[null,null,null,"13-51 67 19","Biosafety Level 3 Laboratory","A group of spaces which are Space used for procedures which are part of animal research and which require a high level of environmental containment.",{"$f":"table.SpaceClassification[[#This Row],[OmniClass Number]] & \": \" & table.SpaceClassification[[#This Row],[OmniClass Title]]","v":"13-51 67 19: Biosafety Level 3 Laboratory"},null,null,null,null,"23-13 33 23 19 13","Revolving Door  All-Glass  Storefronts","23-13 33 23 19 13: Revolving Door  All-Glass  Storefronts",null,null,43127,"C30 INTERIOR FINISHES","C3020 FLOOR FINISHES","C302090 OTHER FLOORING & FLOOR FINISHES","Unknown","C302090: INTERIOR FINISHES, FLOOR FINISHES, OTHER FLOORING & FLOOR FINISHES - Unknown"]
[null,null,null,"13-51 67 21","BSL3 Infectious Disease Suite, Procedure Laboratory","Space used for the preparation and administration of infectious diseases to animal subjects in a research setting where a high degree of risk is present. The purpose is to keep agents in the suite from being transmitted outside the suite, i.e. containment.",{"$f":"table.SpaceClassification[[#This Row],[OmniClass Number]] & \": \" & table.SpaceClassification[[#This Row],[OmniClass Title]]","v":"13-51 67 21: BSL3 Infectious Disease Suite, Procedure Laboratory"},null,null,null,null,"23-13 33 23 19 15","Balanced Door  All-Glass  Storefronts","23-13 33 23 19 15: Balanced Door  All-Glass  Storefronts",null,null,21456,"C30 INTERIOR FINISHES","C3030 CEILING FINISHES","C303001 ACOUSTICAL CEILING TILES & PANELS","General","C303001: INTERIOR FINISHES, CEILING FINISHES, ACOUSTICAL CEILING TILES & PANELS - General"]
[null,null,null,"13-51 67 23","BSL3 Procedure Room","Space used for procedures which are part of animal research and which require a high level of environmental containment. The Department of Homeland Security defines the  BSL-3 level of containment as follows: “BSL-3: Microorganisms present in the United States, and foreign and emerging agents that may cause serious consequences in livestock but are not harmful to human beings because of available protective measures.”",{"$f":"table.SpaceClassification[[#This Row],[OmniClass Number]] & \": \" & table.SpaceClassification[[#This Row],[OmniClass Title]]","v":"13-51 67 23: BSL3 Procedure Room"},null,null,null,null,"23-13 33 23 19 17","Pressure-Resistant  All-Glass Storefronts","23-13 33 23 19 17: Pressure-Resistant  All-Glass Storefronts",null,null,42128,"C30 INTERIOR FINISHES","C3030 CEILING FINISHES","C303001 ACOUSTICAL CEILING TILES & PANELS","Other","C303001: INTERIOR FINISHES, CEILING FINISHES, ACOUSTICAL CEILING TILES & PANELS - Other"]
[null,null,null,"13-51 67 25","Environmental Suite Infectious Disease Procedure Laboratory","Space used for performing diagnostic laboratory procedures such as routine bacterial cultures, serology, hematology, clinical chemistry, and parasitological examinations in a veterinary research facility.",{"$f":"table.SpaceClassification[[#This Row],[OmniClass Number]] & \": \" & table.SpaceClassification[[#This Row],[OmniClass Title]]","v":"13-51 67 25: Environmental Suite Infectious Disease Procedure Laboratory"},null,null,null,null,"23-13 33 23 19 19","Intensive Care Unit/Critical Care Unit All-Glass Storefronts","23-13 33 23 19 19: Intensive Care Unit/Critical Care Unit All-Glass Storefronts",null,null,43128,"C30 INTERIOR FINISHES","C3030 CEILING FINISHES","C303001 ACOUSTICAL CEILING TILES & PANELS","Unknown","C303001: INTERIOR FINISHES, CEILING FINISHES, ACOUSTICAL CEILING TILES & PANELS - Unknown"]
[null,null,null,"13-51 67 27","Research Infectious Disease Animal Holding Area","Space used for temporary segregation in a research facility of animals who have or are suspected of having a contagious disease.",{"$f":"table.SpaceClassification[[#This Row],[OmniClass Number]] & \": \" & table.SpaceClassification[[#This Row],[OmniClass Title]]","v":"13-51 67 27: Research Infectious Disease Animal Holding Area"},null,null,null,null,"23-13 33 25","Precast Modules ","23-13 33 25: Precast Modules ",null,null,21455,"C30 INTERIOR FINISHES","C3030 CEILING FINISHES","C303002 GYPSUM WALLBOARD CEILING FINISHES","General","C303002: INTERIOR FINISHES, CEILING FINISHES, GYPSUM WALLBOARD CEILING FINISHES - General"]
[null,null,null,"13-51 67 29","Research Veterinary Radiography Control Room","Space used in a research facility for the operator controls for a veterinary radiographic imaging system for  animals.",{"$f":"table.SpaceClassification[[#This Row],[OmniClass Number]] & \": \" & table.SpaceClassification[[#This Row],[OmniClass Title]]","v":"13-51 67 29: Research Veterinary Radiography Control Room"},null,null,null,null,"23-13 33 27","Glazed Facade and Roof Structures","23-13 33 27: Glazed Facade and Roof Structures",null,null,42129,"C30 INTERIOR FINISHES","C3030 CEILING FINISHES","C303002 GYPSUM WALLBOARD CEILING FINISHES","Other","C303002: INTERIOR FINISHES, CEILING FINISHES, GYPSUM WALLBOARD CEILING FINISHES - Other"]
[null,null,null,"13-51 67 31","Research and Development Machine Shop","Space used for fabrication of mechanical and electro-mechanical devices to be Space used in various research programs.",{"$f":"table.SpaceClassification[[#This Row],[OmniClass Number]] & \": \" & table.SpaceClassification[[#This Row],[OmniClass Title]]","v":"13-51 67 31: Research and Development Machine Shop"},null,null,null,null,"23-13 33 27 11","Curtain Walls","23-13 33 27 11: Curtain Walls",null,null,43129,"C30 INTERIOR FINISHES","C3030 CEILING FINISHES","C303002 GYPSUM WALLBOARD CEILING FINISHES","Unknown","C303002: INTERIOR FINISHES, CEILING FINISHES, GYPSUM WALLBOARD CEILING FINISHES - Unknown"]
[null,null,null,"13-51 67 33","Research Veterinary Radiography Procedure Room","Space in a research facility used for veterinary radiographic imaging for animals.",{"$f":"table.SpaceClassification[[#This Row],[OmniClass Number]] & \": \" & table.SpaceClassification[[#This Row],[OmniClass Title]]","v":"13-51 67 33: Research Veterinary Radiography Procedure Room"},null,null,null,null,"23-13 33 27 11 11","Curtain Wall Components ","23-13 33 27 11 11: Curtain Wall Components ",null,null,21453,"C30 INTERIOR FINISHES","C3030 CEILING FINISHES","C303003 PLASTER CEILING FINISHES","General","C303003: INTERIOR FINISHES, CEILING FINISHES, PLASTER CEILING FINISHES - General"]
[null,null,null,"13-51 67 35","Research Diagnostic Laboratory","Space used for performing routine diagnostic laboratory procedures such as bacterial cultures, serology, hematology, clinical chemistry, and parasitological examinations in a research setting where high level environmental control is not required.",{"$f":"table.SpaceClassification[[#This Row],[OmniClass Number]] & \": \" & table.SpaceClassification[[#This Row],[OmniClass Title]]","v":"13-51 67 35: Research Diagnostic Laboratory"},null,null,null,null,"23-13 33 27 11 11 11","Curtain Wall Frames","23-13 33 27 11 11 11: Curtain Wall Frames",null,null,42130,"C30 INTERIOR FINISHES","C3030 CEILING FINISHES","C303003 PLASTER CEILING FINISHES","Other","C303003: INTERIOR FINISHES, CEILING FINISHES, PLASTER CEILING FINISHES - Other"]
[null,null,null,"13-51 67 37","Research NMR Room","Space used to house a 400 megahertz super shielded instrument in a research setting.",{"$f":"table.SpaceClassification[[#This Row],[OmniClass Number]] & \": \" & table.SpaceClassification[[#This Row],[OmniClass Title]]","v":"13-51 67 37: Research NMR Room"},null,null,null,null,"23-13 33 27 11 11 13","Curtain Wall Sections","23-13 33 27 11 11 13: Curtain Wall Sections",null,null,43130,"C30 INTERIOR FINISHES","C3030 CEILING FINISHES","C303003 PLASTER CEILING FINISHES","Unknown","C303003: INTERIOR FINISHES, CEILING FINISHES, PLASTER CEILING FINISHES - Unknown"]
[null,null,null,"13-51 67 39","Research Procedure Laboratory","Space used for multi-user performance of minor surgical procedures, specimen collection, and monitoring procedures in a research setting.",{"$f":"table.SpaceClassification[[#This Row],[OmniClass Number]] & \": \" & table.SpaceClassification[[#This Row],[OmniClass Title]]","v":"13-51 67 39: Research Procedure Laboratory"},null,null,null,null,"23-13 33 27 11 11 15","Curtain Wall Infill Panels","23-13 33 27 11 11 15: Curtain Wall Infill Panels",null,null,30207,"C30 INTERIOR FINISHES","C3030 CEILING FINISHES","C303004 WOOD CEILINGS","General","C303004: INTERIOR FINISHES, CEILING FINISHES, WOOD CEILINGS - General"]
[null,null,null,"13-51 67 41","Research Veterinary Surgical Suite, Animal Preparation Room","Space used for the preparation of animals prior to surgery in a research facility.",{"$f":"table.SpaceClassification[[#This Row],[OmniClass Number]] & \": \" & table.SpaceClassification[[#This Row],[OmniClass Title]]","v":"13-51 67 41: Research Veterinary Surgical Suite, Animal Preparation Room"},null,null,null,null,"23-13 33 27 11 13","Metal Framed Curtain Wall","23-13 33 27 11 13: Metal Framed Curtain Wall",null,null,42131,"C30 INTERIOR FINISHES","C3030 CEILING FINISHES","C303004 WOOD CEILINGS","Other","C303004: INTERIOR FINISHES, CEILING FINISHES, WOOD CEILINGS - Other"]
[null,null,null,"13-51 67 43","Research Veterinary BSL3 Infectious Disease Suite Holding Room","Space used for temporary placement of research animals in a biosafety level 3 suite.",{"$f":"table.SpaceClassification[[#This Row],[OmniClass Number]] & \": \" & table.SpaceClassification[[#This Row],[OmniClass Title]]","v":"13-51 67 43: Research Veterinary BSL3 Infectious Disease Suite Holding Room"},null,null,null,null,"23-13 33 27 11 15","Translucent Curtain Wall Assemblies","23-13 33 27 11 15: Translucent Curtain Wall Assemblies",null,null,43131,"C30 INTERIOR FINISHES","C3030 CEILING FINISHES","C303004 WOOD CEILINGS","Unknown","C303004: INTERIOR FINISHES, CEILING FINISHES, WOOD CEILINGS - Unknown"]
[null,null,null,"13-51 67 45","Research Veterinary Barrier Suite Holding Room","Space in a research facility used where immune-suppressed animals are present to prevent entrance of harmful agents.",{"$f":"table.SpaceClassification[[#This Row],[OmniClass Number]] & \": \" & table.SpaceClassification[[#This Row],[OmniClass Title]]","v":"13-51 67 45: Research Veterinary Barrier Suite Holding Room"},null,null,null,null,"23-13 33 27 13","Structural Glazing","23-13 33 27 13: Structural Glazing",null,null,41132,"C30 INTERIOR FINISHES","C3030 CEILING FINISHES","C303005 SUSPENSION SYSTEMS","General","C303005: INTERIOR FINISHES, CEILING FINISHES, SUSPENSION SYSTEMS - General"]
[null,null,null,"13-51 67 47","Research Veterinary Chemical/Radioisotope Suite Holding Room","Space used to temporarily house animals where animal experiments involve the administration of harmful chemical or radioactive agents.",{"$f":"table.SpaceClassification[[#This Row],[OmniClass Number]] & \": \" & table.SpaceClassification[[#This Row],[OmniClass Title]]","v":"13-51 67 47: Research Veterinary Chemical/Radioisotope Suite Holding Room"},null,null,null,null,"23-13 33 27 13 11","Structural Glass Curtain Walls","23-13 33 27 13 11: Structural Glass Curtain Walls",null,null,42132,"C30 INTERIOR FINISHES","C3030 CEILING FINISHES","C303005 SUSPENSION SYSTEMS","Other","C303005: INTERIOR FINISHES, CEILING FINISHES, SUSPENSION SYSTEMS - Other"]
[null,null,null,"13-51 67 49","Research Veterinary Environmental Suite Holding Room","Space used to accommodate animals Space used in research requiring rigid control of various environmental factors such as light, temperature, humidity, sound and air movement.",{"$f":"table.SpaceClassification[[#This Row],[OmniClass Number]] & \": \" & table.SpaceClassification[[#This Row],[OmniClass Title]]","v":"13-51 67 49: Research Veterinary Environmental Suite Holding Room"},null,null,null,null,"23-13 33 27 15","Suspended Glazing","23-13 33 27 15: Suspended Glazing",null,null,43132,"C30 INTERIOR FINISHES","C3030 CEILING FINISHES","C303005 SUSPENSION SYSTEMS","Unknown","C303005: INTERIOR FINISHES, CEILING FINISHES, SUSPENSION SYSTEMS - Unknown"]
[null,null,null,"13-51 67 51","Research Veterinary Quarantine Holding Room","Space in a research facility used for segregation of animals who may have contagious diseases or infections.",{"$f":"table.SpaceClassification[[#This Row],[OmniClass Number]] & \": \" & table.SpaceClassification[[#This Row],[OmniClass Title]]","v":"13-51 67 51: Research Veterinary Quarantine Holding Room"},null,null,null,null,"23-13 33 27 17","Patent Glazing ","23-13 33 27 17: Patent Glazing ",null,null,30208,"C30 INTERIOR FINISHES","C3030 CEILING FINISHES","C303006 METAL STRIP CEILINGS","General","C303006: INTERIOR FINISHES, CEILING FINISHES, METAL STRIP CEILINGS - General"]
[null,null,null,"13-51 67 53","Research Veterinary Surgery Room","Space in a research facility used for surgical procedures on animals.",{"$f":"table.SpaceClassification[[#This Row],[OmniClass Number]] & \": \" & table.SpaceClassification[[#This Row],[OmniClass Title]]","v":"13-51 67 53: Research Veterinary Surgery Room"},null,null,null,null,"23-13 33 27 19","Glazed Roof Structures","23-13 33 27 19: Glazed Roof Structures",null,null,42133,"C30 INTERIOR FINISHES","C3030 CEILING FINISHES","C303006 METAL STRIP CEILINGS","Other","C303006: INTERIOR FINISHES, CEILING FINISHES, METAL STRIP CEILINGS - Other"]
[null,null,null,"13-51 91 00","Veterinary Spaces","Spaces used for housing, treatment, training and other types of care for animals.",{"$f":"table.SpaceClassification[[#This Row],[OmniClass Number]] & \": \" & table.SpaceClassification[[#This Row],[OmniClass Title]]","v":"13-51 91 00: Veterinary Spaces"},null,null,null,null,"23-13 33 27 19 11","Sections for Glazed Roofs","23-13 33 27 19 11: Sections for Glazed Roofs",null,null,43133,"C30 INTERIOR FINISHES","C3030 CEILING FINISHES","C303006 METAL STRIP CEILINGS","Unknown","C303006: INTERIOR FINISHES, CEILING FINISHES, METAL STRIP CEILINGS - Unknown"]
[null,null,null,"13-51 91 11","Hospitalization Kennel","Space used for housing animals which require veterinary care.",{"$f":"table.SpaceClassification[[#This Row],[OmniClass Number]] & \": \" & table.SpaceClassification[[#This Row],[OmniClass Title]]","v":"13-51 91 11: Hospitalization Kennel"},null,null,null,null,"23-13 33 27 19 13","Sloped Glazing Assemblies","23-13 33 27 19 13: Sloped Glazing Assemblies",null,null,41134,"C30 INTERIOR FINISHES","C3030 CEILING FINISHES","C303090 OTHER CEILING & CEILING FINISHES","General","C303090: INTERIOR FINISHES, CEILING FINISHES, OTHER CEILING & CEILING FINISHES - General"]
[null,null,null,"13-51 91 14","Infectious Disease Animal Holding Area","Space used for temporary segregation of animals who have or are suspected of having a contagious disease.",{"$f":"table.SpaceClassification[[#This Row],[OmniClass Number]] & \": \" & table.SpaceClassification[[#This Row],[OmniClass Title]]","v":"13-51 91 14: Infectious Disease Animal Holding Area"},null,null,null,null,"23-13 33 27 19 15","Translucent Roof Assemblies","23-13 33 27 19 15: Translucent Roof Assemblies",null,null,21454,"C30 INTERIOR FINISHES","C3030 CEILING FINISHES","C303090 OTHER CEILING & CEILING FINISHES","Other","C303090: INTERIOR FINISHES, CEILING FINISHES, OTHER CEILING & CEILING FINISHES - Other"]
[null,null,null,"13-51 91 17","Veterinary Radiography Control Room","Space used for the operator controls for a veterinary radiographic imaging system.",{"$f":"table.SpaceClassification[[#This Row],[OmniClass Number]] & \": \" & table.SpaceClassification[[#This Row],[OmniClass Title]]","v":"13-51 91 17: Veterinary Radiography Control Room"},null,null,null,null,"23-13 33 27 19 17","Translucent Wall Assemblies","23-13 33 27 19 17: Translucent Wall Assemblies",null,null,43134,"C30 INTERIOR FINISHES","C3030 CEILING FINISHES","C303090 OTHER CEILING & CEILING FINISHES","Unknown","C303090: INTERIOR FINISHES, CEILING FINISHES, OTHER CEILING & CEILING FINISHES - Unknown"]
[null,null,null,"13-51 91 20","Veterinary Radiography Procedure Room","Space used for veterinary radiographic imaging.",{"$f":"table.SpaceClassification[[#This Row],[OmniClass Number]] & \": \" & table.SpaceClassification[[#This Row],[OmniClass Title]]","v":"13-51 91 20: Veterinary Radiography Procedure Room"},null,null,null,null,"23-13 35 11","Structural Frames","23-13 35 11: Structural Frames",null,null,30210,"C30 INTERIOR FINISHES","C3030 CEILING FINISHES","C303090 OTHER CEILING & CEILING FINISHES","Exposed Concrete Finish","C303090: INTERIOR FINISHES, CEILING FINISHES, OTHER CEILING & CEILING FINISHES - Exposed Concrete Finish"]
[null,null,null,"13-51 91 23","Veterinary Surgical Suite, Animal Preparation Room","Space used for the preparation of animals prior to surgery.",{"$f":"table.SpaceClassification[[#This Row],[OmniClass Number]] & \": \" & table.SpaceClassification[[#This Row],[OmniClass Title]]","v":"13-51 91 23: Veterinary Surgical Suite, Animal Preparation Room"},null,null,null,null,"23-13 35 11 11","Beam Column Frames","23-13 35 11 11: Beam Column Frames",null,null,44012,"C30 INTERIOR FINISHES","C3030 CEILING FINISHES","C303090 OTHER CEILING & CEILING FINISHES","Plastic Covered Insulated Batts","C303090: INTERIOR FINISHES, CEILING FINISHES, OTHER CEILING & CEILING FINISHES - Plastic Covered Insulated Batts"]
[null,null,null,"13-51 91 26","Veterinary BSL3 Infectious Disease Suite Holding Room","Space used for temporary placement of animals in a biosafety level 3 suite.",{"$f":"table.SpaceClassification[[#This Row],[OmniClass Number]] & \": \" & table.SpaceClassification[[#This Row],[OmniClass Title]]","v":"13-51 91 26: Veterinary BSL3 Infectious Disease Suite Holding Room"},null,null,null,null,"23-13 35 11 13","Column Slab Frames","23-13 35 11 13: Column Slab Frames",null,null,41135,"C30 INTERIOR FINISHES","C3040 INT COATINGS / SPECIAL FINISHES","C304001 GENERAL REQUIREMENTS","General","C304001: INTERIOR FINISHES, INT COATINGS / SPECIAL FINISHES, GENERAL REQUIREMENTS - General"]
[null,null,null,"13-51 91 29","Veterinary Barrier Suite Holding Room","Space used where immune-suppressed animals are present to prevent entrance of harmful agents.",{"$f":"table.SpaceClassification[[#This Row],[OmniClass Number]] & \": \" & table.SpaceClassification[[#This Row],[OmniClass Title]]","v":"13-51 91 29: Veterinary Barrier Suite Holding Room"},null,null,null,null,"23-13 35 11 13 11","Columns","23-13 35 11 13 11: Columns",null,null,42135,"C30 INTERIOR FINISHES","C3040 INT COATINGS / SPECIAL FINISHES","C304001 GENERAL REQUIREMENTS","Other","C304001: INTERIOR FINISHES, INT COATINGS / SPECIAL FINISHES, GENERAL REQUIREMENTS - Other"]
[null,null,null,"13-51 91 32","Veterinary Examination and Treatment Room","Space used for the examination and treatment of animals in a veterinary clinic or laboratory.",{"$f":"table.SpaceClassification[[#This Row],[OmniClass Number]] & \": \" & table.SpaceClassification[[#This Row],[OmniClass Title]]","v":"13-51 91 32: Veterinary Examination and Treatment Room"},null,null,null,null,"23-13 35 11 13 13","Beams","23-13 35 11 13 13: Beams",null,null,43135,"C30 INTERIOR FINISHES","C3040 INT COATINGS / SPECIAL FINISHES","C304001 GENERAL REQUIREMENTS","Unknown","C304001: INTERIOR FINISHES, INT COATINGS / SPECIAL FINISHES, GENERAL REQUIREMENTS - Unknown"]
[null,null,null,"13-51 91 35","Veterinary Quarantine Holding Room","Space used for segregation of animals who may have contagious diseases or infections.",{"$f":"table.SpaceClassification[[#This Row],[OmniClass Number]] & \": \" & table.SpaceClassification[[#This Row],[OmniClass Title]]","v":"13-51 91 35: Veterinary Quarantine Holding Room"},null,null,null,null,"23-13 35 11 15","Portal Frames","23-13 35 11 15: Portal Frames",null,null,41136,"C30 INTERIOR FINISHES","C3040 INT COATINGS / SPECIAL FINISHES","C304002 CONCRETE FINISHES","General","C304002: INTERIOR FINISHES, INT COATINGS / SPECIAL FINISHES, CONCRETE FINISHES - General"]
[null,null,null,"13-51 91 38","Veterinary Surgery Room","Space used for surgical procedures on animals.",{"$f":"table.SpaceClassification[[#This Row],[OmniClass Number]] & \": \" & table.SpaceClassification[[#This Row],[OmniClass Title]]","v":"13-51 91 38: Veterinary Surgery Room"},null,null,null,null,"23-13 35 11 17","Structural Racking","23-13 35 11 17: Structural Racking",null,null,42136,"C30 INTERIOR FINISHES","C3040 INT COATINGS / SPECIAL FINISHES","C304002 CONCRETE FINISHES","Other","C304002: INTERIOR FINISHES, INT COATINGS / SPECIAL FINISHES, CONCRETE FINISHES - Other"]
[null,null,null,"13-51 91 41","Cage Wash Area","Space used for manual or automatic animal cage washing.",{"$f":"table.SpaceClassification[[#This Row],[OmniClass Number]] & \": \" & table.SpaceClassification[[#This Row],[OmniClass Title]]","v":"13-51 91 41: Cage Wash Area"},null,null,null,null,"23-13 35 11 19","Structural Bearings","23-13 35 11 19: Structural Bearings",null,null,43136,"C30 INTERIOR FINISHES","C3040 INT COATINGS / SPECIAL FINISHES","C304002 CONCRETE FINISHES","Unknown","C304002: INTERIOR FINISHES, INT COATINGS / SPECIAL FINISHES, CONCRETE FINISHES - Unknown"]
[null,null,null,"13-51 91 44","Veterinary Food Preparation Room","Space used to prepare food for animals, including special diets for research animals.",{"$f":"table.SpaceClassification[[#This Row],[OmniClass Number]] & \": \" & table.SpaceClassification[[#This Row],[OmniClass Title]]","v":"13-51 91 44: Veterinary Food Preparation Room"},null,null,null,null,"23-13 35 11 19 11","Structural Roller Bearings","23-13 35 11 19 11: Structural Roller Bearings",null,null,41137,"C30 INTERIOR FINISHES","C3040 INT COATINGS / SPECIAL FINISHES","C304003 CONCRETE MASONRY FINISHES","General","C304003: INTERIOR FINISHES, INT COATINGS / SPECIAL FINISHES, CONCRETE MASONRY FINISHES - General"]
[null,null,null,"13-53 00 00","Laboratory Spaces","Space that has built-in equipment, plumbing, and/or utilities for the qualitative and/or quantitative analysis of matter, experimentation, or the processing of materials, including wet and clean laboratories.",{"$f":"table.SpaceClassification[[#This Row],[OmniClass Number]] & \": \" & table.SpaceClassification[[#This Row],[OmniClass Title]]","v":"13-53 00 00: Laboratory Spaces"},null,null,null,null,"23-13 35 11 19 13","Structural Slide Bearings","23-13 35 11 19 13: Structural Slide Bearings",null,null,42137,"C30 INTERIOR FINISHES","C3040 INT COATINGS / SPECIAL FINISHES","C304003 CONCRETE MASONRY FINISHES","Other","C304003: INTERIOR FINISHES, INT COATINGS / SPECIAL FINISHES, CONCRETE MASONRY FINISHES - Other"]
[null,null,null,"13-53 11 00","Chemistry Laboratories","A laboratory for research in chemistry.  Includes Organic Chemistry Laboratories, Inorganic Chemistry Laboratories, Analytical Chemistry Laboratories, and Biochemistry Laboratories.",{"$f":"table.SpaceClassification[[#This Row],[OmniClass Number]] & \": \" & table.SpaceClassification[[#This Row],[OmniClass Title]]","v":"13-53 11 00: Chemistry Laboratories"},null,null,null,null,"23-13 35 11 19 15","Structural Rocker Bearings","23-13 35 11 19 15: Structural Rocker Bearings",null,null,43137,"C30 INTERIOR FINISHES","C3040 INT COATINGS / SPECIAL FINISHES","C304003 CONCRETE MASONRY FINISHES","Unknown","C304003: INTERIOR FINISHES, INT COATINGS / SPECIAL FINISHES, CONCRETE MASONRY FINISHES - Unknown"]
[null,null,null,"13-53 13 00","Biosciences Laboratories","Spaces with shared equipment or housing specialized functions including fume hoods and biosafety equipment.",{"$f":"table.SpaceClassification[[#This Row],[OmniClass Number]] & \": \" & table.SpaceClassification[[#This Row],[OmniClass Title]]","v":"13-53 13 00: Biosciences Laboratories"},null,null,null,null,"23-13 35 11 19 17","Structural Fixed Bearings","23-13 35 11 19 17: Structural Fixed Bearings",null,null,41138,"C30 INTERIOR FINISHES","C3040 INT COATINGS / SPECIAL FINISHES","C304004 METAL FINISHES","General","C304004: INTERIOR FINISHES, INT COATINGS / SPECIAL FINISHES, METAL FINISHES - General"]
[null,null,null,"13-53 15 00","Physical Sciences Laboratories","Spaces for building experiments with a minimum of built-in furniture where power and piped services are usually provided overhead.",{"$f":"table.SpaceClassification[[#This Row],[OmniClass Number]] & \": \" & table.SpaceClassification[[#This Row],[OmniClass Title]]","v":"13-53 15 00: Physical Sciences Laboratories"},null,null,null,null,"23-13 35 11 21","Vibration and Earthquake Controls","23-13 35 11 21: Vibration and Earthquake Controls",null,null,42138,"C30 INTERIOR FINISHES","C3040 INT COATINGS / SPECIAL FINISHES","C304004 METAL FINISHES","Other","C304004: INTERIOR FINISHES, INT COATINGS / SPECIAL FINISHES, METAL FINISHES - Other"]
[null,null,null,"13-53 15 11","Optical Physics Laboratory","Spaces requiring light control.",{"$f":"table.SpaceClassification[[#This Row],[OmniClass Number]] & \": \" & table.SpaceClassification[[#This Row],[OmniClass Title]]","v":"13-53 15 11: Optical Physics Laboratory"},null,null,null,null,"23-13 35 13","Non Structural Framing Products","23-13 35 13: Non Structural Framing Products",null,null,43138,"C30 INTERIOR FINISHES","C3040 INT COATINGS / SPECIAL FINISHES","C304004 METAL FINISHES","Unknown","C304004: INTERIOR FINISHES, INT COATINGS / SPECIAL FINISHES, METAL FINISHES - Unknown"]
[null,null,null,"13-53 15 13","Physics Research Laboratory","Specialized spaces with extensive controls over the surrounding environment.",{"$f":"table.SpaceClassification[[#This Row],[OmniClass Number]] & \": \" & table.SpaceClassification[[#This Row],[OmniClass Title]]","v":"13-53 15 13: Physics Research Laboratory"},null,null,null,null,"23-13 35 15","Space Frames","23-13 35 15: Space Frames",null,null,41139,"C30 INTERIOR FINISHES","C3040 INT COATINGS / SPECIAL FINISHES","C304005 INTERIOR WOOD FINISHES","General","C304005: INTERIOR FINISHES, INT COATINGS / SPECIAL FINISHES, INTERIOR WOOD FINISHES - General"]
[null,null,null,"13-53 17 00","Astronomy Laboratories",null,{"$f":"table.SpaceClassification[[#This Row],[OmniClass Number]] & \": \" & table.SpaceClassification[[#This Row],[OmniClass Title]]","v":"13-53 17 00: Astronomy Laboratories"},null,null,null,null,"23-13 35 15 11","Booms Braces","23-13 35 15 11: Booms Braces",null,null,42139,"C30 INTERIOR FINISHES","C3040 INT COATINGS / SPECIAL FINISHES","C304005 INTERIOR WOOD FINISHES","Other","C304005: INTERIOR FINISHES, INT COATINGS / SPECIAL FINISHES, INTERIOR WOOD FINISHES - Other"]
[null,null,null,"13-53 17 11","Astronomy Research Laboratory","Field based observation facilities and office based computational facilities.",{"$f":"table.SpaceClassification[[#This Row],[OmniClass Number]] & \": \" & table.SpaceClassification[[#This Row],[OmniClass Title]]","v":"13-53 17 11: Astronomy Research Laboratory"},null,null,null,null,"23-13 35 15 13","Couplers","23-13 35 15 13: Couplers",null,null,43139,"C30 INTERIOR FINISHES","C3040 INT COATINGS / SPECIAL FINISHES","C304005 INTERIOR WOOD FINISHES","Unknown","C304005: INTERIOR FINISHES, INT COATINGS / SPECIAL FINISHES, INTERIOR WOOD FINISHES - Unknown"]
[null,null,null,"13-53 19 00","Earth and Environmental Sciences Laboratories",null,{"$f":"table.SpaceClassification[[#This Row],[OmniClass Number]] & \": \" & table.SpaceClassification[[#This Row],[OmniClass Title]]","v":"13-53 19 00: Earth and Environmental Sciences Laboratories"},null,null,null,null,"23-13 35 15 15","Complete Space Frames","23-13 35 15 15: Complete Space Frames",null,null,41140,"C30 INTERIOR FINISHES","C3040 INT COATINGS / SPECIAL FINISHES","C304006 GYPSUM WALLBOARD FINISHES","General","C304006: INTERIOR FINISHES, INT COATINGS / SPECIAL FINISHES, GYPSUM WALLBOARD FINISHES - General"]
[null,null,null,"13-53 19 11","Geology Laboratory","Often requires extensive storage of samples.",{"$f":"table.SpaceClassification[[#This Row],[OmniClass Number]] & \": \" & table.SpaceClassification[[#This Row],[OmniClass Title]]","v":"13-53 19 11: Geology Laboratory"},null,null,null,null,"23-13 35 17","Geodesic Structures","23-13 35 17: Geodesic Structures",null,null,42140,"C30 INTERIOR FINISHES","C3040 INT COATINGS / SPECIAL FINISHES","C304006 GYPSUM WALLBOARD FINISHES","Other","C304006: INTERIOR FINISHES, INT COATINGS / SPECIAL FINISHES, GYPSUM WALLBOARD FINISHES - Other"]
[null,null,null,"13-53 19 13","Earth Sciences Research Laboratory","Field based sciences that require processing of field samples from a dirty sample to very clean analytical equipment with a strong overlap to chemistry and applied engineering.",{"$f":"table.SpaceClassification[[#This Row],[OmniClass Number]] & \": \" & table.SpaceClassification[[#This Row],[OmniClass Title]]","v":"13-53 19 13: Earth Sciences Research Laboratory"},null,null,null,null,"23-13 35 19","Rafters, Beams, and Joists","23-13 35 19: Rafters, Beams, and Joists",null,null,43140,"C30 INTERIOR FINISHES","C3040 INT COATINGS / SPECIAL FINISHES","C304006 GYPSUM WALLBOARD FINISHES","Unknown","C304006: INTERIOR FINISHES, INT COATINGS / SPECIAL FINISHES, GYPSUM WALLBOARD FINISHES - Unknown"]
[null,null,null,"13-53 21 00","Forensics Laboratories","Spaces with high performance standards for cleanliness, temperature, humidity, and vibration controls.",{"$f":"table.SpaceClassification[[#This Row],[OmniClass Number]] & \": \" & table.SpaceClassification[[#This Row],[OmniClass Title]]","v":"13-53 21 00: Forensics Laboratories"},null,null,null,null,"23-13 35 19 11","Trussed Rafters","23-13 35 19 11: Trussed Rafters",null,null,41141,"C30 INTERIOR FINISHES","C3040 INT COATINGS / SPECIAL FINISHES","C304007 SPECIAL COATINGS ON WALLS","General","C304007: INTERIOR FINISHES, INT COATINGS / SPECIAL FINISHES, SPECIAL COATINGS ON WALLS - General"]
[null,null,null,"13-53 23 00","Psychology Laboratories","Open and flexible spaces that can be set up to accommodate many different types of studies.  May have animal use.",{"$f":"table.SpaceClassification[[#This Row],[OmniClass Number]] & \": \" & table.SpaceClassification[[#This Row],[OmniClass Title]]","v":"13-53 23 00: Psychology Laboratories"},null,null,null,null,"23-13 35 19 13","Trussed Beams and Joists","23-13 35 19 13: Trussed Beams and Joists",null,null,42141,"C30 INTERIOR FINISHES","C3040 INT COATINGS / SPECIAL FINISHES","C304007 SPECIAL COATINGS ON WALLS","Other","C304007: INTERIOR FINISHES, INT COATINGS / SPECIAL FINISHES, SPECIAL COATINGS ON WALLS - Other"]
[null,null,null,"13-53 25 00","Bench Laboratories","Space specifically used in development and testing of equipment and circuitry.",{"$f":"table.SpaceClassification[[#This Row],[OmniClass Number]] & \": \" & table.SpaceClassification[[#This Row],[OmniClass Title]]","v":"13-53 25 00: Bench Laboratories"},null,null,null,null,"23-13 35 19 13 11","Trussed Metal Joists","23-13 35 19 13 11: Trussed Metal Joists",null,null,43141,"C30 INTERIOR FINISHES","C3040 INT COATINGS / SPECIAL FINISHES","C304007 SPECIAL COATINGS ON WALLS","Unknown","C304007: INTERIOR FINISHES, INT COATINGS / SPECIAL FINISHES, SPECIAL COATINGS ON WALLS - Unknown"]
[null,null,null,"13-53 27 00","Dry Laboratories","Space used in the development and/or testing of hardware including semiconductors and optics.",{"$f":"table.SpaceClassification[[#This Row],[OmniClass Number]] & \": \" & table.SpaceClassification[[#This Row],[OmniClass Title]]","v":"13-53 27 00: Dry Laboratories"},null,null,null,null,"23-13 35 19 13 13","Trussed Composite Joist Assemblies","23-13 35 19 13 13: Trussed Composite Joist Assemblies",null,null,41142,"D10 CONVEYING","D1010 ELEVATORS AND LIFTS","D101001 GENERAL CONSTRUCTION ITEMS","General","D101001: CONVEYING, ELEVATORS AND LIFTS, GENERAL CONSTRUCTION ITEMS - General"]
[null,null,null,"13-53 29 00","Integration Laboratories","Laboratory designed for assembly and testing of components and sub assemblies, mechanical and electronic.",{"$f":"table.SpaceClassification[[#This Row],[OmniClass Number]] & \": \" & table.SpaceClassification[[#This Row],[OmniClass Title]]","v":"13-53 29 00: Integration Laboratories"},null,null,null,null,"23-13 35 19 13 15","Trussed Metal Web Wood Joists","23-13 35 19 13 15: Trussed Metal Web Wood Joists",null,null,42142,"D10 CONVEYING","D1010 ELEVATORS AND LIFTS","D101001 GENERAL CONSTRUCTION ITEMS","Other","D101001: CONVEYING, ELEVATORS AND LIFTS, GENERAL CONSTRUCTION ITEMS - Other"]
[null,null,null,"13-53 31 00","Wet Laboratories","Space used in the development of test materials, processes, or equipment that involve the use of liquids and gases; usually chemical and biotechnology work.",{"$f":"table.SpaceClassification[[#This Row],[OmniClass Number]] & \": \" & table.SpaceClassification[[#This Row],[OmniClass Title]]","v":"13-53 31 00: Wet Laboratories"},null,null,null,null,"23-13 35 19 13 17","Wood Trusses","23-13 35 19 13 17: Wood Trusses",null,null,43142,"D10 CONVEYING","D1010 ELEVATORS AND LIFTS","D101001 GENERAL CONSTRUCTION ITEMS","Unknown","D101001: CONVEYING, ELEVATORS AND LIFTS, GENERAL CONSTRUCTION ITEMS - Unknown"]
[null,null,null,"13-53 33 00","Laboratory Storage Spaces","Storage space adjacent to laboratory facilities and is specifically designed for storage of lab materials such as gas canisters, etc.",{"$f":"table.SpaceClassification[[#This Row],[OmniClass Number]] & \": \" & table.SpaceClassification[[#This Row],[OmniClass Title]]","v":"13-53 33 00: Laboratory Storage Spaces"},null,null,null,null,"23-13 35 19 13 19","Metal Trusses","23-13 35 19 13 19: Metal Trusses",null,null,41143,"D10 CONVEYING","D1010 ELEVATORS AND LIFTS","D101002 PASSENGER ELEVATORS","General","D101002: CONVEYING, ELEVATORS AND LIFTS, PASSENGER ELEVATORS - General"]
[null,null,null,"13-53 35 00","Laboratory Support Spaces","Space which is used for support services directly related to the use of the laboratory.",{"$f":"table.SpaceClassification[[#This Row],[OmniClass Number]] & \": \" & table.SpaceClassification[[#This Row],[OmniClass Title]]","v":"13-53 35 00: Laboratory Support Spaces"},null,null,null,null,"23-13 35 19 15","Web Beams and Joists","23-13 35 19 15: Web Beams and Joists",null,null,42143,"D10 CONVEYING","D1010 ELEVATORS AND LIFTS","D101002 PASSENGER ELEVATORS","Other","D101002: CONVEYING, ELEVATORS AND LIFTS, PASSENGER ELEVATORS - Other"]
[null,null,null,"13-55 00 00","Commerce Activity Spaces","Spaces where customers or clients view, sample, purchase and return product or where business, clerical or professional activities are conducted.",{"$f":"table.SpaceClassification[[#This Row],[OmniClass Number]] & \": \" & table.SpaceClassification[[#This Row],[OmniClass Title]]","v":"13-55 00 00: Commerce Activity Spaces"},null,null,null,null,"23-13 35 19 15 11","Wood Joists","23-13 35 19 15 11: Wood Joists",null,null,43143,"D10 CONVEYING","D1010 ELEVATORS AND LIFTS","D101002 PASSENGER ELEVATORS","Unknown","D101002: CONVEYING, ELEVATORS AND LIFTS, PASSENGER ELEVATORS - Unknown"]
[null,null,null,"13-55 00 00","Commerce Activity Spaces","Spaces where customers or clients view, sample, purchase and return product or where business, clerical or professional activities are conducted.",{"$f":"table.SpaceClassification[[#This Row],[OmniClass Number]] & \": \" & table.SpaceClassification[[#This Row],[OmniClass Title]]","v":"13-55 00 00: Commerce Activity Spaces"},null,null,null,null,"23-13 35 19 15 13","Wood Beams","23-13 35 19 15 13: Wood Beams",null,null,20079,"D10 CONVEYING","D1010 ELEVATORS AND LIFTS","D101002 PASSENGER ELEVATORS","Hydraulic Elevators - 1500 lb, 2 floors","D101002: CONVEYING, ELEVATORS AND LIFTS, PASSENGER ELEVATORS - Hydraulic Elevators - 1500 lb, 2 floors"]
[null,null,null,"13-55 11 00","Office Spaces","Space in which business, clerical or professional activities are conducted.",{"$f":"table.SpaceClassification[[#This Row],[OmniClass Number]] & \": \" & table.SpaceClassification[[#This Row],[OmniClass Title]]","v":"13-55 11 00: Office Spaces"},null,null,null,null,"23-13 35 19 15 15","Heavy Timber Construction","23-13 35 19 15 15: Heavy Timber Construction",null,null,20075,"D10 CONVEYING","D1010 ELEVATORS AND LIFTS","D101002 PASSENGER ELEVATORS","Hydraulic Elevators - 1500 lb, 5 floors","D101002: CONVEYING, ELEVATORS AND LIFTS, PASSENGER ELEVATORS - Hydraulic Elevators - 1500 lb, 5 floors"]
[null,null,null,"13-55 11 11","Office Service","A space that directly serves an office or group of offices as an extension of the activities in those spaces.",{"$f":"table.SpaceClassification[[#This Row],[OmniClass Number]] & \": \" & table.SpaceClassification[[#This Row],[OmniClass Title]]","v":"13-55 11 11: Office Service"},null,null,null,null,"23-13 35 19 15 17","Engineered Wood Products","23-13 35 19 15 17: Engineered Wood Products",null,null,20074,"D10 CONVEYING","D1010 ELEVATORS AND LIFTS","D101002 PASSENGER ELEVATORS","Hydraulic Elevators - 2000 lb, 2 floors","D101002: CONVEYING, ELEVATORS AND LIFTS, PASSENGER ELEVATORS - Hydraulic Elevators - 2000 lb, 2 floors"]
[null,null,null,"13-55 11 13","Dedicated Enclosed Workstation","An enclosed space used as one workstation occupied by a particular person on an ongoing basis.",{"$f":"table.SpaceClassification[[#This Row],[OmniClass Number]] & \": \" & table.SpaceClassification[[#This Row],[OmniClass Title]]","v":"13-55 11 13: Dedicated Enclosed Workstation"},null,null,null,null,"23-13 35 19 17","Precast Concrete Beams","23-13 35 19 17: Precast Concrete Beams",null,null,20076,"D10 CONVEYING","D1010 ELEVATORS AND LIFTS","D101002 PASSENGER ELEVATORS","Hydraulic Elevators - 2000 lb, 5 floors","D101002: CONVEYING, ELEVATORS AND LIFTS, PASSENGER ELEVATORS - Hydraulic Elevators - 2000 lb, 5 floors"]
[null,null,null,"13-55 11 15","Shared Enclosed Workstation","An enclosed space used as one or more workstations by a variety of persons who are not specifically assigned to a particular workstation.",{"$f":"table.SpaceClassification[[#This Row],[OmniClass Number]] & \": \" & table.SpaceClassification[[#This Row],[OmniClass Title]]","v":"13-55 11 15: Shared Enclosed Workstation"},null,null,null,null,"23-13 35 19 17 11","Precast Concrete Doubletee Beams","23-13 35 19 17 11: Precast Concrete Doubletee Beams",null,null,20078,"D10 CONVEYING","D1010 ELEVATORS AND LIFTS","D101002 PASSENGER ELEVATORS","Hydraulic Elevators - 2500 lb, 2 floors","D101002: CONVEYING, ELEVATORS AND LIFTS, PASSENGER ELEVATORS - Hydraulic Elevators - 2500 lb, 2 floors"]
[null,null,null,"13-55 11 17","Dedicated Open Workstation","An non-enclosed space used as one workstation occupied by a particular person on an ongoing basis.",{"$f":"table.SpaceClassification[[#This Row],[OmniClass Number]] & \": \" & table.SpaceClassification[[#This Row],[OmniClass Title]]","v":"13-55 11 17: Dedicated Open Workstation"},"cube",null,null,null,"23-13 35 19 17 13","Precast Concrete Hollowcore Beams","23-13 35 19 17 13: Precast Concrete Hollowcore Beams",null,null,20080,"D10 CONVEYING","D1010 ELEVATORS AND LIFTS","D101002 PASSENGER ELEVATORS","Hydraulic Elevators - 2500 lb, 5 floors","D101002: CONVEYING, ELEVATORS AND LIFTS, PASSENGER ELEVATORS - Hydraulic Elevators - 2500 lb, 5 floors"]
[null,null,null,"13-55 11 19","Shared Open Workstation","An non-enclosed space used as one or more workstations by variety of persons who are not specifically assigned to a particular workstation.",{"$f":"table.SpaceClassification[[#This Row],[OmniClass Number]] & \": \" & table.SpaceClassification[[#This Row],[OmniClass Title]]","v":"13-55 11 19: Shared Open Workstation"},null,null,null,null,"23-13 35 19 17 15","Precast Concrete Inverted Tee Beams","23-13 35 19 17 15: Precast Concrete Inverted Tee Beams",null,null,20081,"D10 CONVEYING","D1010 ELEVATORS AND LIFTS","D101002 PASSENGER ELEVATORS","Hydraulic Elevators - 3000 lb, 2 floors","D101002: CONVEYING, ELEVATORS AND LIFTS, PASSENGER ELEVATORS - Hydraulic Elevators - 3000 lb, 2 floors"]
[null,null,null,"13-55 11 21","Open Team Setting","A free-address space that is designed to be used by a group of people working together with no fixed workstation assignments.",{"$f":"table.SpaceClassification[[#This Row],[OmniClass Number]] & \": \" & table.SpaceClassification[[#This Row],[OmniClass Title]]","v":"13-55 11 21: Open Team Setting"},null,null,null,null,"23-13 35 19 17 17","Precast Concrete Spandrel Beams","23-13 35 19 17 17: Precast Concrete Spandrel Beams",null,null,20088,"D10 CONVEYING","D1010 ELEVATORS AND LIFTS","D101002 PASSENGER ELEVATORS","Hydraulic Elevators - 3000 lb, 5 floors","D101002: CONVEYING, ELEVATORS AND LIFTS, PASSENGER ELEVATORS - Hydraulic Elevators - 3000 lb, 5 floors"]
[null,null,null,"13-55 11 23","General File and Storage","Space set aside for storage of material that is used by an area, group of persons or department.",{"$f":"table.SpaceClassification[[#This Row],[OmniClass Number]] & \": \" & table.SpaceClassification[[#This Row],[OmniClass Title]]","v":"13-55 11 23: General File and Storage"},null,null,null,null,"23-13 35 21","Structural Walls","23-13 35 21: Structural Walls",null,null,20082,"D10 CONVEYING","D1010 ELEVATORS AND LIFTS","D101002 PASSENGER ELEVATORS","Hydraulic Elevators - 3500 lb, 2 floors","D101002: CONVEYING, ELEVATORS AND LIFTS, PASSENGER ELEVATORS - Hydraulic Elevators - 3500 lb, 2 floors"]
[null,null,null,"13-55 11 25","Shared Workstation File and Storage","Space designated for the materials used by persons using shared workstations.",{"$f":"table.SpaceClassification[[#This Row],[OmniClass Number]] & \": \" & table.SpaceClassification[[#This Row],[OmniClass Title]]","v":"13-55 11 25: Shared Workstation File and Storage"},null,null,null,null,"23-13 35 21 11","Concrete Structural Walls","23-13 35 21 11: Concrete Structural Walls",null,null,20083,"D10 CONVEYING","D1010 ELEVATORS AND LIFTS","D101002 PASSENGER ELEVATORS","Hydraulic Elevators - 3500 lb, 5 floors","D101002: CONVEYING, ELEVATORS AND LIFTS, PASSENGER ELEVATORS - Hydraulic Elevators - 3500 lb, 5 floors"]
[null,null,null,"13-55 11 27","Shared Equipment Station","Space set aside for office equipment used jointly by the occupants in the immediate area.",{"$f":"table.SpaceClassification[[#This Row],[OmniClass Number]] & \": \" & table.SpaceClassification[[#This Row],[OmniClass Title]]","v":"13-55 11 27: Shared Equipment Station"},null,null,null,null,"23-13 35 21 13","Masonry Structural Walls","23-13 35 21 13: Masonry Structural Walls",null,null,20084,"D10 CONVEYING","D1010 ELEVATORS AND LIFTS","D101002 PASSENGER ELEVATORS","Hydraulic Elevators - 4000 lb, 2 floors","D101002: CONVEYING, ELEVATORS AND LIFTS, PASSENGER ELEVATORS - Hydraulic Elevators - 4000 lb, 2 floors"]
[null,null,null,"13-55 11 29","Lookout Gallery","Space used to observe employees in work areas performing work-related functions. This includes the ladder rooms to access the lookout gallery.",{"$f":"table.SpaceClassification[[#This Row],[OmniClass Number]] & \": \" & table.SpaceClassification[[#This Row],[OmniClass Title]]","v":"13-55 11 29: Lookout Gallery"},null,null,null,null,"23-13 35 21 15","Wood Framed Structural Walls","23-13 35 21 15: Wood Framed Structural Walls",null,null,20085,"D10 CONVEYING","D1010 ELEVATORS AND LIFTS","D101002 PASSENGER ELEVATORS","Hydraulic Elevators - 4000 lb, 5 floors","D101002: CONVEYING, ELEVATORS AND LIFTS, PASSENGER ELEVATORS - Hydraulic Elevators - 4000 lb, 5 floors"]
[null,null,null,"13-55 13 00","Banking Spaces","Space specific to banking such as teller spaces, vaults, safety deposit space and automated teller machines.",{"$f":"table.SpaceClassification[[#This Row],[OmniClass Number]] & \": \" & table.SpaceClassification[[#This Row],[OmniClass Title]]","v":"13-55 13 00: Banking Spaces"},null,null,null,null,"23-13 35 21 17","Metal Framed Structural Walls","23-13 35 21 17: Metal Framed Structural Walls",null,null,20086,"D10 CONVEYING","D1010 ELEVATORS AND LIFTS","D101002 PASSENGER ELEVATORS","Hydraulic Elevators - 4500 lb, 2 floors","D101002: CONVEYING, ELEVATORS AND LIFTS, PASSENGER ELEVATORS - Hydraulic Elevators - 4500 lb, 2 floors"]
[null,null,null,"13-55 13 11","Bank Teller Space","Area fit-up for face to face customer service usually over a counter.",{"$f":"table.SpaceClassification[[#This Row],[OmniClass Number]] & \": \" & table.SpaceClassification[[#This Row],[OmniClass Title]]","v":"13-55 13 11: Bank Teller Space"},null,null,null,null,"23-13 35 21 19","Structural Panels","23-13 35 21 19: Structural Panels",null,null,20087,"D10 CONVEYING","D1010 ELEVATORS AND LIFTS","D101002 PASSENGER ELEVATORS","Hydraulic Elevators - 4500 lb, 5 floors","D101002: CONVEYING, ELEVATORS AND LIFTS, PASSENGER ELEVATORS - Hydraulic Elevators - 4500 lb, 5 floors"]
[null,null,null,"13-55 13 13","Automatic Teller Machine Space","Area associated with a wall mounted banking machine and space for the user to access the machine.",{"$f":"table.SpaceClassification[[#This Row],[OmniClass Number]] & \": \" & table.SpaceClassification[[#This Row],[OmniClass Title]]","v":"13-55 13 13: Automatic Teller Machine Space"},"ATM",null,null,null,"23-13 35 21 19 11","Cementitious Reinforced Structural Panels","23-13 35 21 19 11: Cementitious Reinforced Structural Panels",null,null,20089,"D10 CONVEYING","D1010 ELEVATORS AND LIFTS","D101002 PASSENGER ELEVATORS","Hydraulic Elevators - Hospital, 3500 lb, 2 floors","D101002: CONVEYING, ELEVATORS AND LIFTS, PASSENGER ELEVATORS - Hydraulic Elevators - Hospital, 3500 lb, 2 floors"]
[null,null,null,"13-55 13 15","Vault","A reinforced room or compartment in a bank building where valuables are stored.",{"$f":"table.SpaceClassification[[#This Row],[OmniClass Number]] & \": \" & table.SpaceClassification[[#This Row],[OmniClass Title]]","v":"13-55 13 15: Vault"},"arms vault,secure",null,null,null,"23-13 35 21 19 13","Stressed Skin Structural Panels","23-13 35 21 19 13: Stressed Skin Structural Panels",null,null,20072,"D10 CONVEYING","D1010 ELEVATORS AND LIFTS","D101002 PASSENGER ELEVATORS","Hydraulic Elevators - Hospital, 3500 lb, 5 floors","D101002: CONVEYING, ELEVATORS AND LIFTS, PASSENGER ELEVATORS - Hydraulic Elevators - Hospital, 3500 lb, 5 floors"]
[null,null,null,"13-55 15 00","Trading Spaces","Open space used for security or commodity trading.",{"$f":"table.SpaceClassification[[#This Row],[OmniClass Number]] & \": \" & table.SpaceClassification[[#This Row],[OmniClass Title]]","v":"13-55 15 00: Trading Spaces"},null,null,null,null,"23-13 35 21 19 15","Structural Insulated Panels ","23-13 35 21 19 15: Structural Insulated Panels ",null,null,20065,"D10 CONVEYING","D1010 ELEVATORS AND LIFTS","D101002 PASSENGER ELEVATORS","Hydraulic Elevators - Hospital, 4000 lb, 2 floors","D101002: CONVEYING, ELEVATORS AND LIFTS, PASSENGER ELEVATORS - Hydraulic Elevators - Hospital, 4000 lb, 2 floors"]
[null,null,null,"13-55 15 11","Trading Floor","Area used to facilitate the communication between professionals on a stock exchange or futures exchange which involves shouting and the use of hand signals to transfer information primarily about buy and sell orders, also known as the pit.",{"$f":"table.SpaceClassification[[#This Row],[OmniClass Number]] & \": \" & table.SpaceClassification[[#This Row],[OmniClass Title]]","v":"13-55 15 11: Trading Floor"},null,null,null,null,"23-13 35 21 21","Other Structural Walls","23-13 35 21 21: Other Structural Walls",null,null,20061,"D10 CONVEYING","D1010 ELEVATORS AND LIFTS","D101002 PASSENGER ELEVATORS","Hydraulic Elevators - Hospital, 4000 lb, 5 floors","D101002: CONVEYING, ELEVATORS AND LIFTS, PASSENGER ELEVATORS - Hydraulic Elevators - Hospital, 4000 lb, 5 floors"]
[null,null,null,"13-55 17 00","Demonstration Spaces","Space where the product is demonstrated in an operational setting; often for large and/or complex operations and products.",{"$f":"table.SpaceClassification[[#This Row],[OmniClass Number]] & \": \" & table.SpaceClassification[[#This Row],[OmniClass Title]]","v":"13-55 17 00: Demonstration Spaces"},null,null,null,null,"23-13 35 23","Structural Floors and Flat Roofs","23-13 35 23: Structural Floors and Flat Roofs",null,null,20062,"D10 CONVEYING","D1010 ELEVATORS AND LIFTS","D101002 PASSENGER ELEVATORS","Hydraulic Elevators - Hospital, 4500 lb, 2 floors","D101002: CONVEYING, ELEVATORS AND LIFTS, PASSENGER ELEVATORS - Hydraulic Elevators - Hospital, 4500 lb, 2 floors"]
[null,null,null,"13-55 19 00","Sales Spaces","Space where customers or clients can view or purchase product.",{"$f":"table.SpaceClassification[[#This Row],[OmniClass Number]] & \": \" & table.SpaceClassification[[#This Row],[OmniClass Title]]","v":"13-55 19 00: Sales Spaces"},null,null,null,null,"23-13 35 23 11","Structural Floor Decks","23-13 35 23 11: Structural Floor Decks",null,null,20063,"D10 CONVEYING","D1010 ELEVATORS AND LIFTS","D101002 PASSENGER ELEVATORS","Hydraulic Elevators - Hospital, 4500 lb, 5 floors","D101002: CONVEYING, ELEVATORS AND LIFTS, PASSENGER ELEVATORS - Hydraulic Elevators - Hospital, 4500 lb, 5 floors"]
[null,null,null,"13-55 19 11","Checkout Space","Space with counters and product sales/returns equipment.",{"$f":"table.SpaceClassification[[#This Row],[OmniClass Number]] & \": \" & table.SpaceClassification[[#This Row],[OmniClass Title]]","v":"13-55 19 11: Checkout Space"},null,null,null,null,"23-13 35 23 11 11","Concrete Structural Floor Decks","23-13 35 23 11 11: Concrete Structural Floor Decks",null,null,20064,"D10 CONVEYING","D1010 ELEVATORS AND LIFTS","D101002 PASSENGER ELEVATORS","Hydraulic Elevators - Hospital, 5000 lb, 2 floors","D101002: CONVEYING, ELEVATORS AND LIFTS, PASSENGER ELEVATORS - Hydraulic Elevators - Hospital, 5000 lb, 2 floors"]
[null,null,null,"13-55 19 13","Display Space","Space used to display articles for sale including associated circulation area.",{"$f":"table.SpaceClassification[[#This Row],[OmniClass Number]] & \": \" & table.SpaceClassification[[#This Row],[OmniClass Title]]","v":"13-55 19 13: Display Space"},null,null,null,null,"23-13 35 23 11 13","Metal Structural Floor Decks","23-13 35 23 11 13: Metal Structural Floor Decks",null,null,20060,"D10 CONVEYING","D1010 ELEVATORS AND LIFTS","D101002 PASSENGER ELEVATORS","Hydraulic Elevators - Hospital, 5000 lb, 5 floors","D101002: CONVEYING, ELEVATORS AND LIFTS, PASSENGER ELEVATORS - Hydraulic Elevators - Hospital, 5000 lb, 5 floors"]
[null,null,null,"13-55 19 15","Fitting Space","Space supporting clothing/footwear/sports equipment sales providing customers opportunity to try on products and/or have them sized for alterations.",{"$f":"table.SpaceClassification[[#This Row],[OmniClass Number]] & \": \" & table.SpaceClassification[[#This Row],[OmniClass Title]]","v":"13-55 19 15: Fitting Space"},null,null,null,null,"23-13 35 23 11 13 11","Raceway Deck Systems","23-13 35 23 11 13 11: Raceway Deck Systems",null,null,20119,"D10 CONVEYING","D1010 ELEVATORS AND LIFTS","D101002 PASSENGER ELEVATORS","Traction Geared Elevators - 2000 lb, 15 floors, 350 FPM","D101002: CONVEYING, ELEVATORS AND LIFTS, PASSENGER ELEVATORS - Traction Geared Elevators - 2000 lb, 15 floors, 350 FPM"]
[null,null,null,"13-55 19 17","Vending Machine Area","Space accommodating vending equipment for non-perishable goods.",{"$f":"table.SpaceClassification[[#This Row],[OmniClass Number]] & \": \" & table.SpaceClassification[[#This Row],[OmniClass Title]]","v":"13-55 19 17: Vending Machine Area"},null,null,null,null,"23-13 35 23 11 13 13","Acoustical Metal Floor Decks","23-13 35 23 11 13 13: Acoustical Metal Floor Decks",null,null,20106,"D10 CONVEYING","D1010 ELEVATORS AND LIFTS","D101002 PASSENGER ELEVATORS","Traction Geared Elevators - 2000 lb, 5 floors, 200 FPM","D101002: CONVEYING, ELEVATORS AND LIFTS, PASSENGER ELEVATORS - Traction Geared Elevators - 2000 lb, 5 floors, 200 FPM"]
[null,null,null,"13-55 19 19","Auction Room","A space to accommodate a regularly occurring auction process, such as those for automobiles or livestock.  This space will often contain special furnishing for displaying the items being bid on, as well as a raised platform for the auctioneer and assistants, and audio visual and lighting enhancements needed to support the auction.",{"$f":"table.SpaceClassification[[#This Row],[OmniClass Number]] & \": \" & table.SpaceClassification[[#This Row],[OmniClass Title]]","v":"13-55 19 19: Auction Room"},null,null,null,null,"23-13 35 23 11 15","Wood Structural Floor Decks","23-13 35 23 11 15: Wood Structural Floor Decks",null,null,20105,"D10 CONVEYING","D1010 ELEVATORS AND LIFTS","D101002 PASSENGER ELEVATORS","Traction Geared Elevators - 2500 lb, 15 floors, 350 FPM","D101002: CONVEYING, ELEVATORS AND LIFTS, PASSENGER ELEVATORS - Traction Geared Elevators - 2500 lb, 15 floors, 350 FPM"]
[null,null,null,"13-55 19 21","Pet Shop Animal Space","Space for the display of animals, insects, fish and birds that would require additional equipment (cages/aquariums) and associated plumbing, power and ventilation.",{"$f":"table.SpaceClassification[[#This Row],[OmniClass Number]] & \": \" & table.SpaceClassification[[#This Row],[OmniClass Title]]","v":"13-55 19 21: Pet Shop Animal Space"},null,null,null,null,"23-13 35 23 13","Structural Roof Decks","23-13 35 23 13: Structural Roof Decks",null,null,20108,"D10 CONVEYING","D1010 ELEVATORS AND LIFTS","D101002 PASSENGER ELEVATORS","Traction Geared Elevators - 2500 lb., 5 floors, 200 FPM","D101002: CONVEYING, ELEVATORS AND LIFTS, PASSENGER ELEVATORS - Traction Geared Elevators - 2500 lb., 5 floors, 200 FPM"]
[null,null,null,"13-55 21 00","Commercial Service and Repair Spaces","Space designed for the service or repair of product, including customer waiting and stockrooms for replacement parts as part of the customer-facing operation.",{"$f":"table.SpaceClassification[[#This Row],[OmniClass Number]] & \": \" & table.SpaceClassification[[#This Row],[OmniClass Title]]","v":"13-55 21 00: Commercial Service and Repair Spaces"},null,null,null,null,"23-13 35 23 13 11","Concrete Structural Roof Decks","23-13 35 23 13 11: Concrete Structural Roof Decks",null,null,20111,"D10 CONVEYING","D1010 ELEVATORS AND LIFTS","D101002 PASSENGER ELEVATORS","Traction Geared Elevators - 3000 lb, 15 floors, 350 FPM","D101002: CONVEYING, ELEVATORS AND LIFTS, PASSENGER ELEVATORS - Traction Geared Elevators - 3000 lb, 15 floors, 350 FPM"]
[null,null,null,"13-55 23 00","Commercial Support Spaces","Space for storage room, back office and other support functions required for Commercial Space.",{"$f":"table.SpaceClassification[[#This Row],[OmniClass Number]] & \": \" & table.SpaceClassification[[#This Row],[OmniClass Title]]","v":"13-55 23 00: Commercial Support Spaces"},null,null,null,null,"23-13 35 23 13 13","Metal Structural Roof Decks","23-13 35 23 13 13: Metal Structural Roof Decks",null,null,20110,"D10 CONVEYING","D1010 ELEVATORS AND LIFTS","D101002 PASSENGER ELEVATORS","Traction Geared Elevators - 3000 lb, 5 floors, 200 FPM","D101002: CONVEYING, ELEVATORS AND LIFTS, PASSENGER ELEVATORS - Traction Geared Elevators - 3000 lb, 5 floors, 200 FPM"]
[null,null,null,"13-55 27 00","Hotel, Motel, Hostel, and Dormitory Service Spaces","Spaces used for lodging on a short-term basis.",{"$f":"table.SpaceClassification[[#This Row],[OmniClass Number]] & \": \" & table.SpaceClassification[[#This Row],[OmniClass Title]]","v":"13-55 27 00: Hotel, Motel, Hostel, and Dormitory Service Spaces"},null,null,null,null,"23-13 35 23 13 13 11","Acoustical Metal Roof Deck","23-13 35 23 13 13 11: Acoustical Metal Roof Deck",null,null,20118,"D10 CONVEYING","D1010 ELEVATORS AND LIFTS","D101002 PASSENGER ELEVATORS","Traction Geared Elevators - 3500 lb, 15 floors, 350 FPM","D101002: CONVEYING, ELEVATORS AND LIFTS, PASSENGER ELEVATORS - Traction Geared Elevators - 3500 lb, 15 floors, 350 FPM"]
[null,null,null,"13-55 27 11","Dormitory","Space where two or more persons are housed in the same room or share restroom facilities.",{"$f":"table.SpaceClassification[[#This Row],[OmniClass Number]] & \": \" & table.SpaceClassification[[#This Row],[OmniClass Title]]","v":"13-55 27 11: Dormitory"},"barracks",null,null,null,"23-13 35 23 13 15","Wood Structural Roof Decks","23-13 35 23 13 15: Wood Structural Roof Decks",null,null,20112,"D10 CONVEYING","D1010 ELEVATORS AND LIFTS","D101002 PASSENGER ELEVATORS","Traction Geared Elevators - 3500 lb, 5 floors, 200 FPM","D101002: CONVEYING, ELEVATORS AND LIFTS, PASSENGER ELEVATORS - Traction Geared Elevators - 3500 lb, 5 floors, 200 FPM"]
[null,null,null,"13-55 27 13","Hotel Residence Room","Private residence room in a hotel or motel for lodging on a short-term basis.",{"$f":"table.SpaceClassification[[#This Row],[OmniClass Number]] & \": \" & table.SpaceClassification[[#This Row],[OmniClass Title]]","v":"13-55 27 13: Hotel Residence Room"},null,null,null,null,"23-13 35 23 15","Structural Grating Floors","23-13 35 23 15: Structural Grating Floors",null,null,20114,"D10 CONVEYING","D1010 ELEVATORS AND LIFTS","D101002 PASSENGER ELEVATORS","Traction Geared Elevators - 4000 lb, 15 floors, 350 FPM","D101002: CONVEYING, ELEVATORS AND LIFTS, PASSENGER ELEVATORS - Traction Geared Elevators - 4000 lb, 15 floors, 350 FPM"]
[null,null,null,"13-55 29 00","Commerce Activity Support Areas","Space housing functions supporting the business process or secondary business functions.",{"$f":"table.SpaceClassification[[#This Row],[OmniClass Number]] & \": \" & table.SpaceClassification[[#This Row],[OmniClass Title]]","v":"13-55 29 00: Commerce Activity Support Areas"},null,null,null,null,"23-13 35 23 17","Balconies and Overhang Units","23-13 35 23 17: Balconies and Overhang Units",null,null,20113,"D10 CONVEYING","D1010 ELEVATORS AND LIFTS","D101002 PASSENGER ELEVATORS","Traction Geared Elevators - 4000 lb, 5 floors, 200 FPM","D101002: CONVEYING, ELEVATORS AND LIFTS, PASSENGER ELEVATORS - Traction Geared Elevators - 4000 lb, 5 floors, 200 FPM"]
[null,null,null,"13-55 29 11","Information Counter","A space where visitors can ask questions, get directions, or pick up pamphlets and other basic informational materials.",{"$f":"table.SpaceClassification[[#This Row],[OmniClass Number]] & \": \" & table.SpaceClassification[[#This Row],[OmniClass Title]]","v":"13-55 29 11: Information Counter"},null,null,null,null,"23-13 35 23 17 11","Balcony Components ","23-13 35 23 17 11: Balcony Components ",null,null,20116,"D10 CONVEYING","D1010 ELEVATORS AND LIFTS","D101002 PASSENGER ELEVATORS","Traction Geared Elevators - 4500 lb, 15 floors, 350 FPM","D101002: CONVEYING, ELEVATORS AND LIFTS, PASSENGER ELEVATORS - Traction Geared Elevators - 4500 lb, 15 floors, 350 FPM"]
[null,null,null,"13-55 29 13","Lobby Non-Circulation Space","Portions of the Lobby, which are used for purposes other than circulation and are not readily designated as another classification.",{"$f":"table.SpaceClassification[[#This Row],[OmniClass Number]] & \": \" & table.SpaceClassification[[#This Row],[OmniClass Title]]","v":"13-55 29 13: Lobby Non-Circulation Space"},null,null,null,null,"23-13 35 23 17 11 11","Balcony Holders and Mechanical Fasteners","23-13 35 23 17 11 11: Balcony Holders and Mechanical Fasteners",null,null,20115,"D10 CONVEYING","D1010 ELEVATORS AND LIFTS","D101002 PASSENGER ELEVATORS","Traction Geared Elevators - 4500 lb, 5 floors, 200 FPM","D101002: CONVEYING, ELEVATORS AND LIFTS, PASSENGER ELEVATORS - Traction Geared Elevators - 4500 lb, 5 floors, 200 FPM"]
[null,null,null,"13-55 29 15","Post Office Space","Specialized space in a facility that houses United States Postal Service operations.",{"$f":"table.SpaceClassification[[#This Row],[OmniClass Number]] & \": \" & table.SpaceClassification[[#This Row],[OmniClass Title]]","v":"13-55 29 15: Post Office Space"},null,null,null,null,"23-13 35 23 17 13","Concrete Balconies and Overhang Units","23-13 35 23 17 13: Concrete Balconies and Overhang Units",null,null,20117,"D10 CONVEYING","D1010 ELEVATORS AND LIFTS","D101002 PASSENGER ELEVATORS","Traction Geared Elevators - 5000 lb, 15 floors, 350 FPM","D101002: CONVEYING, ELEVATORS AND LIFTS, PASSENGER ELEVATORS - Traction Geared Elevators - 5000 lb, 15 floors, 350 FPM"]
[null,null,null,"13-55 29 17","Mail Room Space","Mail sorting and distribution space including remote mail stops on floors.",{"$f":"table.SpaceClassification[[#This Row],[OmniClass Number]] & \": \" & table.SpaceClassification[[#This Row],[OmniClass Title]]","v":"13-55 29 17: Mail Room Space"},null,null,null,null,"23-13 35 23 17 15","Metal Balconies and Overhang Units","23-13 35 23 17 15: Metal Balconies and Overhang Units",null,null,20103,"D10 CONVEYING","D1010 ELEVATORS AND LIFTS","D101002 PASSENGER ELEVATORS","Traction Geared Elevators - 5000 lb, 5 floors, 200 FPM","D101002: CONVEYING, ELEVATORS AND LIFTS, PASSENGER ELEVATORS - Traction Geared Elevators - 5000 lb, 5 floors, 200 FPM"]
[null,null,null,"13-55 29 19","Box Lobby","Lobby with post office-type boxes. Usually assigned to U.S. Postal Service.",{"$f":"table.SpaceClassification[[#This Row],[OmniClass Number]] & \": \" & table.SpaceClassification[[#This Row],[OmniClass Title]]","v":"13-55 29 19: Box Lobby"},null,null,null,null,"23-13 35 23 17 17","Wood Balconies and Overhang Units","23-13 35 23 17 17: Wood Balconies and Overhang Units",null,null,20109,"D10 CONVEYING","D1010 ELEVATORS AND LIFTS","D101002 PASSENGER ELEVATORS","Traction Geared Elevators - Hospital, 3500 lb, 15 floors, 350 FPM","D101002: CONVEYING, ELEVATORS AND LIFTS, PASSENGER ELEVATORS - Traction Geared Elevators - Hospital, 3500 lb, 15 floors, 350 FPM"]
[null,null,null,"13-55 29 21","Meeting Spaces","Space specifically designed for groups of people to interact on a occasional basis having appropriate seating and other amenities to support this activity.",{"$f":"table.SpaceClassification[[#This Row],[OmniClass Number]] & \": \" & table.SpaceClassification[[#This Row],[OmniClass Title]]","v":"13-55 29 21: Meeting Spaces"},null,null,null,null,"23-13 35 25","Structural Profiled Roofs","23-13 35 25: Structural Profiled Roofs",null,null,20107,"D10 CONVEYING","D1010 ELEVATORS AND LIFTS","D101002 PASSENGER ELEVATORS","Traction Geared Elevators - Hospital, 3500 lb, 5 floors, 200 FPM","D101002: CONVEYING, ELEVATORS AND LIFTS, PASSENGER ELEVATORS - Traction Geared Elevators - Hospital, 3500 lb, 5 floors, 200 FPM"]
[null,null,null,"13-55 29 21 11","Conference Room","Any office room used primarily as a conference room by a single tenant.",{"$f":"table.SpaceClassification[[#This Row],[OmniClass Number]] & \": \" & table.SpaceClassification[[#This Row],[OmniClass Title]]","v":"13-55 29 21 11: Conference Room"},null,null,null,null,"23-13 35 25 11","Prefabricated Shell Roofs","23-13 35 25 11: Prefabricated Shell Roofs",null,null,20091,"D10 CONVEYING","D1010 ELEVATORS AND LIFTS","D101002 PASSENGER ELEVATORS","Traction Geared Elevators - Hospital, 4000 lb, 15 floors, 350 FPM","D101002: CONVEYING, ELEVATORS AND LIFTS, PASSENGER ELEVATORS - Traction Geared Elevators - Hospital, 4000 lb, 15 floors, 350 FPM"]
[null,null,null,"13-55 29 21 13","Press Conference Room","A room to accommodate a media event in which newsmakers invite journalists to hear them speak and, most often, ask questions; this room often includes a podium, seating for the press, and audio-visual, communications, power, and lighting enhancements to accommodate the work of broadcast journalists.",{"$f":"table.SpaceClassification[[#This Row],[OmniClass Number]] & \": \" & table.SpaceClassification[[#This Row],[OmniClass Title]]","v":"13-55 29 21 13: Press Conference Room"},null,null,null,null,"23-13 35 25 13","Simulated Stones","23-13 35 25 13: Simulated Stones",null,null,20102,"D10 CONVEYING","D1010 ELEVATORS AND LIFTS","D101002 PASSENGER ELEVATORS","Traction Geared Elevators - Hospital, 4000 lb, 5 floors, 200 FPM","D101002: CONVEYING, ELEVATORS AND LIFTS, PASSENGER ELEVATORS - Traction Geared Elevators - Hospital, 4000 lb, 5 floors, 200 FPM"]
[null,null,null,"13-55 29 21 15","Community Room","An often public space for community organizations to carry out meetings and programs.",{"$f":"table.SpaceClassification[[#This Row],[OmniClass Number]] & \": \" & table.SpaceClassification[[#This Row],[OmniClass Title]]","v":"13-55 29 21 15: Community Room"},null,null,null,null,"23-13 37 11","Multi-Function Exterior Claddings","23-13 37 11: Multi-Function Exterior Claddings",null,null,20093,"D10 CONVEYING","D1010 ELEVATORS AND LIFTS","D101002 PASSENGER ELEVATORS","Traction Geared Elevators - Hospital, 4500 lb, 15 floors, 350 FPM","D101002: CONVEYING, ELEVATORS AND LIFTS, PASSENGER ELEVATORS - Traction Geared Elevators - Hospital, 4500 lb, 15 floors, 350 FPM"]
[null,null,null,"13-55 29 21 17","War Room","A single location from which any activity is directed.",{"$f":"table.SpaceClassification[[#This Row],[OmniClass Number]] & \": \" & table.SpaceClassification[[#This Row],[OmniClass Title]]","v":"13-55 29 21 17: War Room"},null,null,null,null,"23-13 37 13","Exterior Wall Cladding","23-13 37 13: Exterior Wall Cladding",null,null,20092,"D10 CONVEYING","D1010 ELEVATORS AND LIFTS","D101002 PASSENGER ELEVATORS","Traction Geared Elevators - Hospital, 4500 lb, 5 floors, 200 FPM","D101002: CONVEYING, ELEVATORS AND LIFTS, PASSENGER ELEVATORS - Traction Geared Elevators - Hospital, 4500 lb, 5 floors, 200 FPM"]
[null,null,null,"13-55 29 21 19","Meeting Equipment Room","Audio/Visual equipment rooms associated with conference rooms, courtrooms, and auditoriums. Room used to house radio equipment and/or conduct associated activities.",{"$f":"table.SpaceClassification[[#This Row],[OmniClass Number]] & \": \" & table.SpaceClassification[[#This Row],[OmniClass Title]]","v":"13-55 29 21 19: Meeting Equipment Room"},null,null,null,null,"23-13 37 15","Exterior Siding","23-13 37 15: Exterior Siding",null,null,20095,"D10 CONVEYING","D1010 ELEVATORS AND LIFTS","D101002 PASSENGER ELEVATORS","Traction Geared Elevators - Hospital, 5000 lb, 15 floors, 350 FPM","D101002: CONVEYING, ELEVATORS AND LIFTS, PASSENGER ELEVATORS - Traction Geared Elevators - Hospital, 5000 lb, 15 floors, 350 FPM"]
[null,null,null,"13-55 29 23","Waiting Space","Space with seating where people wait prior to entering another space or receiving service.",{"$f":"table.SpaceClassification[[#This Row],[OmniClass Number]] & \": \" & table.SpaceClassification[[#This Row],[OmniClass Title]]","v":"13-55 29 23: Waiting Space"},null,null,null,null,"23-13 37 15 11","Metal Exterior Siding","23-13 37 15 11: Metal Exterior Siding",null,null,20094,"D10 CONVEYING","D1010 ELEVATORS AND LIFTS","D101002 PASSENGER ELEVATORS","Traction Geared Elevators - Hospital, 5000 lb, 5 floors, 200 FPM","D101002: CONVEYING, ELEVATORS AND LIFTS, PASSENGER ELEVATORS - Traction Geared Elevators - Hospital, 5000 lb, 5 floors, 200 FPM"]
[null,null,null,"13-55 29 23 11","Reception Space","A waiting area, such as a lobby or front office desk of an organization or business.",{"$f":"table.SpaceClassification[[#This Row],[OmniClass Number]] & \": \" & table.SpaceClassification[[#This Row],[OmniClass Title]]","v":"13-55 29 23 11: Reception Space"},null,null,null,null,"23-13 37 15 13","Composition Exterior Siding","23-13 37 15 13: Composition Exterior Siding",null,null,20133,"D10 CONVEYING","D1010 ELEVATORS AND LIFTS","D101002 PASSENGER ELEVATORS","Traction Gearless Elevators -  3000 lb, 30 floors, 600 FPM","D101002: CONVEYING, ELEVATORS AND LIFTS, PASSENGER ELEVATORS - Traction Gearless Elevators -  3000 lb, 30 floors, 600 FPM"]
[null,null,null,"13-55 29 23 13","Waiting Room","A room in some public space for people to wait.",{"$f":"table.SpaceClassification[[#This Row],[OmniClass Number]] & \": \" & table.SpaceClassification[[#This Row],[OmniClass Title]]","v":"13-55 29 23 13: Waiting Room"},null,null,null,null,"23-13 37 15 15","Mineral Fiber Cement Exterior Siding","23-13 37 15 15: Mineral Fiber Cement Exterior Siding",null,null,20143,"D10 CONVEYING","D1010 ELEVATORS AND LIFTS","D101002 PASSENGER ELEVATORS","Traction Gearless Elevators - 2500 lb, 10 floors, 200 FPM","D101002: CONVEYING, ELEVATORS AND LIFTS, PASSENGER ELEVATORS - Traction Gearless Elevators - 2500 lb, 10 floors, 200 FPM"]
[null,null,null,"13-55 29 23 15","Queuing Space","A waiting space used to organize people into a first-come-first-served order.",{"$f":"table.SpaceClassification[[#This Row],[OmniClass Number]] & \": \" & table.SpaceClassification[[#This Row],[OmniClass Title]]","v":"13-55 29 23 15: Queuing Space"},null,null,null,null,"23-13 37 15 17","Plastic Exterior Siding","23-13 37 15 17: Plastic Exterior Siding",null,null,20130,"D10 CONVEYING","D1010 ELEVATORS AND LIFTS","D101002 PASSENGER ELEVATORS","Traction Gearless Elevators - 2500 lb, 30 floors, 600 FPM","D101002: CONVEYING, ELEVATORS AND LIFTS, PASSENGER ELEVATORS - Traction Gearless Elevators - 2500 lb, 30 floors, 600 FPM"]
[null,null,null,"13-55 29 25","Business Support Space","Any other business service space that is not readily categorized into one of the other classes.",{"$f":"table.SpaceClassification[[#This Row],[OmniClass Number]] & \": \" & table.SpaceClassification[[#This Row],[OmniClass Title]]","v":"13-55 29 25: Business Support Space"},null,null,null,null,"23-13 37 15 19","Wood Exterior Siding","23-13 37 15 19: Wood Exterior Siding",null,null,20135,"D10 CONVEYING","D1010 ELEVATORS AND LIFTS","D101002 PASSENGER ELEVATORS","Traction Gearless Elevators - 3000 lb, 10 floors, 200 FPM","D101002: CONVEYING, ELEVATORS AND LIFTS, PASSENGER ELEVATORS - Traction Gearless Elevators - 3000 lb, 10 floors, 200 FPM"]
[null,null,null,"13-57 00 00","Service Activity Spaces","Space for conducting commercial activities and those in support of personal needs.",{"$f":"table.SpaceClassification[[#This Row],[OmniClass Number]] & \": \" & table.SpaceClassification[[#This Row],[OmniClass Title]]","v":"13-57 00 00: Service Activity Spaces"},null,null,null,null,"23-13 37 17","Multi Function Exterior Linings","23-13 37 17: Multi Function Exterior Linings",null,null,20132,"D10 CONVEYING","D1010 ELEVATORS AND LIFTS","D101002 PASSENGER ELEVATORS","Traction Gearless Elevators - 3500 lb, 10 floors, 200 FPM","D101002: CONVEYING, ELEVATORS AND LIFTS, PASSENGER ELEVATORS - Traction Gearless Elevators - 3500 lb, 10 floors, 200 FPM"]
[null,null,null,"13-57 11 00","Grooming Activity Spaces","Spaces for cleaning, grooming, or maintaining parts of the body, including primping, hair dressing, shaving, and providing manicures and pedicures.",{"$f":"table.SpaceClassification[[#This Row],[OmniClass Number]] & \": \" & table.SpaceClassification[[#This Row],[OmniClass Title]]","v":"13-57 11 00: Grooming Activity Spaces"},null,null,null,null,"23-13 37 17 11","Sheathing Products","23-13 37 17 11: Sheathing Products",null,null,20136,"D10 CONVEYING","D1010 ELEVATORS AND LIFTS","D101002 PASSENGER ELEVATORS","Traction Gearless Elevators - 3500 lb, 30 floors, 600 FPM","D101002: CONVEYING, ELEVATORS AND LIFTS, PASSENGER ELEVATORS - Traction Gearless Elevators - 3500 lb, 30 floors, 600 FPM"]
[null,null,null,"13-57 11 11","Makeup Space","Space for the professional application of cosmetics and makeup, often used in the entertainment or fashion industries.",{"$f":"table.SpaceClassification[[#This Row],[OmniClass Number]] & \": \" & table.SpaceClassification[[#This Row],[OmniClass Title]]","v":"13-57 11 11: Makeup Space"},null,null,null,null,"23-13 37 19","Exterior Plasters","23-13 37 19: Exterior Plasters",null,null,20137,"D10 CONVEYING","D1010 ELEVATORS AND LIFTS","D101002 PASSENGER ELEVATORS","Traction Gearless Elevators - 3500 lb, 50 floors, 800 FPM","D101002: CONVEYING, ELEVATORS AND LIFTS, PASSENGER ELEVATORS - Traction Gearless Elevators - 3500 lb, 50 floors, 800 FPM"]
[null,null,null,"13-57 11 13","Haircutting Space","Space used by barber or hair dresser to conduct said business.",{"$f":"table.SpaceClassification[[#This Row],[OmniClass Number]] & \": \" & table.SpaceClassification[[#This Row],[OmniClass Title]]","v":"13-57 11 13: Haircutting Space"},null,null,null,null,"23-13 37 21","Preformed Exterior Casings","23-13 37 21: Preformed Exterior Casings",null,null,20138,"D10 CONVEYING","D1010 ELEVATORS AND LIFTS","D101002 PASSENGER ELEVATORS","Traction Gearless Elevators - 4000 lb, 10 floors, 200 FPM","D101002: CONVEYING, ELEVATORS AND LIFTS, PASSENGER ELEVATORS - Traction Gearless Elevators - 4000 lb, 10 floors, 200 FPM"]
[null,null,null,"13-57 13 00","Food Service","Space used for preparation and serving of food or providing seating for dining.",{"$f":"table.SpaceClassification[[#This Row],[OmniClass Number]] & \": \" & table.SpaceClassification[[#This Row],[OmniClass Title]]","v":"13-57 13 00: Food Service"},null,null,null,null,"23-13 37 23","Ancillary Products for Coverings and Claddings","23-13 37 23: Ancillary Products for Coverings and Claddings",null,null,20139,"D10 CONVEYING","D1010 ELEVATORS AND LIFTS","D101002 PASSENGER ELEVATORS","Traction Gearless Elevators - 4000 lb, 30 floors, 600 FPM","D101002: CONVEYING, ELEVATORS AND LIFTS, PASSENGER ELEVATORS - Traction Gearless Elevators - 4000 lb, 30 floors, 600 FPM"]
[null,null,null,"13-57 13 11","Cooking Spaces","Spaces used for preparation of food.",{"$f":"table.SpaceClassification[[#This Row],[OmniClass Number]] & \": \" & table.SpaceClassification[[#This Row],[OmniClass Title]]","v":"13-57 13 11: Cooking Spaces"},null,null,null,null,"23-13 37 23 11","Supports for Coverings and Claddings","23-13 37 23 11: Supports for Coverings and Claddings",null,null,20140,"D10 CONVEYING","D1010 ELEVATORS AND LIFTS","D101002 PASSENGER ELEVATORS","Traction Gearless Elevators - 4000 lb, 50 floors, 800 FPM","D101002: CONVEYING, ELEVATORS AND LIFTS, PASSENGER ELEVATORS - Traction Gearless Elevators - 4000 lb, 50 floors, 800 FPM"]
[null,null,null,"13-57 13 13","Kitchen Space","A room or area for preparing and cooking food.",{"$f":"table.SpaceClassification[[#This Row],[OmniClass Number]] & \": \" & table.SpaceClassification[[#This Row],[OmniClass Title]]","v":"13-57 13 13: Kitchen Space"},null,null,null,null,"23-13 37 23 13","Mechanical Fasteners for Coverings and Claddings","23-13 37 23 13: Mechanical Fasteners for Coverings and Claddings",null,null,20141,"D10 CONVEYING","D1010 ELEVATORS AND LIFTS","D101002 PASSENGER ELEVATORS","Traction Gearless Elevators - 4500 lb, 10 floors, 200 FPM","D101002: CONVEYING, ELEVATORS AND LIFTS, PASSENGER ELEVATORS - Traction Gearless Elevators - 4500 lb, 10 floors, 200 FPM"]
[null,null,null,"13-57 13 13 11","Food Preparation Space","Space for the preparation of food that does not require cooking, or for preparation of food for cooking.",{"$f":"table.SpaceClassification[[#This Row],[OmniClass Number]] & \": \" & table.SpaceClassification[[#This Row],[OmniClass Title]]","v":"13-57 13 13 11: Food Preparation Space"},null,null,null,null,"23-13 37 23 15","Movement and Dividing Joints for Coverings and Claddings","23-13 37 23 15: Movement and Dividing Joints for Coverings and Claddings",null,null,20142,"D10 CONVEYING","D1010 ELEVATORS AND LIFTS","D101002 PASSENGER ELEVATORS","Traction Gearless Elevators - 4500 lb, 30 floors, 600 FPM","D101002: CONVEYING, ELEVATORS AND LIFTS, PASSENGER ELEVATORS - Traction Gearless Elevators - 4500 lb, 30 floors, 600 FPM"]
[null,null,null,"13-57 13 13 13","Cooking Space","Space for cooking food.",{"$f":"table.SpaceClassification[[#This Row],[OmniClass Number]] & \": \" & table.SpaceClassification[[#This Row],[OmniClass Title]]","v":"13-57 13 13 13: Cooking Space"},null,null,null,null,"23-13 37 23 17","Joint Coverings, Flashings, Tapes","23-13 37 23 17: Joint Coverings, Flashings, Tapes",null,null,20134,"D10 CONVEYING","D1010 ELEVATORS AND LIFTS","D101002 PASSENGER ELEVATORS","Traction Gearless Elevators - 4500 lb, 50 floors, 800 FPM","D101002: CONVEYING, ELEVATORS AND LIFTS, PASSENGER ELEVATORS - Traction Gearless Elevators - 4500 lb, 50 floors, 800 FPM"]
[null,null,null,"13-57 13 13 15","Dishwashing Station","Area and equipment for the cleaning of cooking and serving utensils.",{"$f":"table.SpaceClassification[[#This Row],[OmniClass Number]] & \": \" & table.SpaceClassification[[#This Row],[OmniClass Title]]","v":"13-57 13 13 15: Dishwashing Station"},null,null,null,null,"23-13 37 23 19","Reinforcements for Coverings and Claddings","23-13 37 23 19: Reinforcements for Coverings and Claddings",null,null,20120,"D10 CONVEYING","D1010 ELEVATORS AND LIFTS","D101002 PASSENGER ELEVATORS","Traction Gearless Elevators - 5000 lb, 10 floors, 200 FPM","D101002: CONVEYING, ELEVATORS AND LIFTS, PASSENGER ELEVATORS - Traction Gearless Elevators - 5000 lb, 10 floors, 200 FPM"]
[null,null,null,"13-57 13 15","Dining and Drinking Spaces","Spaces used for the serving and consumption of food and beverages, or providing seating for dining.",{"$f":"table.SpaceClassification[[#This Row],[OmniClass Number]] & \": \" & table.SpaceClassification[[#This Row],[OmniClass Title]]","v":"13-57 13 15: Dining and Drinking Spaces"},null,null,null,null,"23-13 37 23 21","Trims, Edgings, Capping","23-13 37 23 21: Trims, Edgings, Capping",null,null,20121,"D10 CONVEYING","D1010 ELEVATORS AND LIFTS","D101002 PASSENGER ELEVATORS","Traction Gearless Elevators - 5000 lb, 30 floors, 600 FPM","D101002: CONVEYING, ELEVATORS AND LIFTS, PASSENGER ELEVATORS - Traction Gearless Elevators - 5000 lb, 30 floors, 600 FPM"]
[null,null,null,"13-57 13 15 11","Dining Room","A room in a home or hotel, or a private area in a restaurant away from the main public area, where meals are eaten.",{"$f":"table.SpaceClassification[[#This Row],[OmniClass Number]] & \": \" & table.SpaceClassification[[#This Row],[OmniClass Title]]","v":"13-57 13 15 11: Dining Room"},null,null,null,null,"23-13 37 23 23","Spacers","23-13 37 23 23: Spacers",null,null,20122,"D10 CONVEYING","D1010 ELEVATORS AND LIFTS","D101002 PASSENGER ELEVATORS","Traction Gearless Elevators - 5000 lb, 50 floors, 800 FPM","D101002: CONVEYING, ELEVATORS AND LIFTS, PASSENGER ELEVATORS - Traction Gearless Elevators - 5000 lb, 50 floors, 800 FPM"]
[null,null,null,"13-57 13 15 13","Banquet Hall","A space that can accommodate large groups for dining and where celebratory meals may be eaten.",{"$f":"table.SpaceClassification[[#This Row],[OmniClass Number]] & \": \" & table.SpaceClassification[[#This Row],[OmniClass Title]]","v":"13-57 13 15 13: Banquet Hall"},null,null,null,null,"23-13 37 23 25","Profile Fillers","23-13 37 23 25: Profile Fillers",null,null,20123,"D10 CONVEYING","D1010 ELEVATORS AND LIFTS","D101002 PASSENGER ELEVATORS","Traction Gearless Elevators - Hospital, 3500 lb, 10 floors, 200 FPM","D101002: CONVEYING, ELEVATORS AND LIFTS, PASSENGER ELEVATORS - Traction Gearless Elevators - Hospital, 3500 lb, 10 floors, 200 FPM"]
[null,null,null,"13-57 13 15 15","Food Court","A common area for dining, containing or surrounded by contiguous counters of multiple food vendors.",{"$f":"table.SpaceClassification[[#This Row],[OmniClass Number]] & \": \" & table.SpaceClassification[[#This Row],[OmniClass Title]]","v":"13-57 13 15 15: Food Court"},null,null,null,null,"23-13 37 23 27","Underlays, Linings, Separations","23-13 37 23 27: Underlays, Linings, Separations",null,null,20124,"D10 CONVEYING","D1010 ELEVATORS AND LIFTS","D101002 PASSENGER ELEVATORS","Traction Gearless Elevators - Hospital, 3500 lb, 30 floors, 600 FPM","D101002: CONVEYING, ELEVATORS AND LIFTS, PASSENGER ELEVATORS - Traction Gearless Elevators - Hospital, 3500 lb, 30 floors, 600 FPM"]
[null,null,null,"13-57 13 15 17","Snack Bar","A small restaurant serving light meals or a counter in some other establishment having the same function.",{"$f":"table.SpaceClassification[[#This Row],[OmniClass Number]] & \": \" & table.SpaceClassification[[#This Row],[OmniClass Title]]","v":"13-57 13 15 17: Snack Bar"},null,null,null,null,"23-13 37 23 29","Beddings, Adhesives for Coverings and Claddings","23-13 37 23 29: Beddings, Adhesives for Coverings and Claddings",null,null,20125,"D10 CONVEYING","D1010 ELEVATORS AND LIFTS","D101002 PASSENGER ELEVATORS","Traction Gearless Elevators - Hospital, 4000 lb, 10 floors, 200 FPM","D101002: CONVEYING, ELEVATORS AND LIFTS, PASSENGER ELEVATORS - Traction Gearless Elevators - Hospital, 4000 lb, 10 floors, 200 FPM"]
[null,null,null,"13-57 13 15 19","Salad Bar","A buffet space for self-serving salad and cold food.",{"$f":"table.SpaceClassification[[#This Row],[OmniClass Number]] & \": \" & table.SpaceClassification[[#This Row],[OmniClass Title]]","v":"13-57 13 15 19: Salad Bar"},null,null,null,null,"23-13 37 23 31","Sealants for Coverings and Claddings","23-13 37 23 31: Sealants for Coverings and Claddings",null,null,20126,"D10 CONVEYING","D1010 ELEVATORS AND LIFTS","D101002 PASSENGER ELEVATORS","Traction Gearless Elevators - Hospital, 4000 lb, 30 floors, 600 FPM","D101002: CONVEYING, ELEVATORS AND LIFTS, PASSENGER ELEVATORS - Traction Gearless Elevators - Hospital, 4000 lb, 30 floors, 600 FPM"]
[null,null,null,"13-57 13 15 21","Liquor Bar","The serving counter space of a business licensed to sell intoxicating beverages for consumption on the premises or a similar device or area containing alcoholic beverages in a private house or a hotel room.",{"$f":"table.SpaceClassification[[#This Row],[OmniClass Number]] & \": \" & table.SpaceClassification[[#This Row],[OmniClass Title]]","v":"13-57 13 15 21: Liquor Bar"},null,null,null,null,"23-13 39 11","Exterior Roof Panels","23-13 39 11: Exterior Roof Panels",null,null,20127,"D10 CONVEYING","D1010 ELEVATORS AND LIFTS","D101002 PASSENGER ELEVATORS","Traction Gearless Elevators - Hospital, 4500 lb, 10 floors, 200 FPM","D101002: CONVEYING, ELEVATORS AND LIFTS, PASSENGER ELEVATORS - Traction Gearless Elevators - Hospital, 4500 lb, 10 floors, 200 FPM"]
[null,null,null,"13-57 13 15 23","Beverage Station","A space, often self-serve, for preparing consumable liquids, including tea, coffee, liquor, beer, milk, or soft drinks.",{"$f":"table.SpaceClassification[[#This Row],[OmniClass Number]] & \": \" & table.SpaceClassification[[#This Row],[OmniClass Title]]","v":"13-57 13 15 23: Beverage Station"},null,null,null,null,"23-13 39 11 11","Exterior Metal Roof Panels","23-13 39 11 11: Exterior Metal Roof Panels",null,null,20128,"D10 CONVEYING","D1010 ELEVATORS AND LIFTS","D101002 PASSENGER ELEVATORS","Traction Gearless Elevators - Hospital, 4500 lb, 30 floors, 600 FPM","D101002: CONVEYING, ELEVATORS AND LIFTS, PASSENGER ELEVATORS - Traction Gearless Elevators - Hospital, 4500 lb, 30 floors, 600 FPM"]
[null,null,null,"13-57 13 15 25","Table Bussing Station","A space in restaurant or dining area for collecting dirty dishes, and storing silverware and supplies for cleaning and refreshing tables.",{"$f":"table.SpaceClassification[[#This Row],[OmniClass Number]] & \": \" & table.SpaceClassification[[#This Row],[OmniClass Title]]","v":"13-57 13 15 25: Table Bussing Station"},null,null,null,null,"23-13 39 11 13","Exterior Plastic Roof Panels","23-13 39 11 13: Exterior Plastic Roof Panels",null,null,20129,"D10 CONVEYING","D1010 ELEVATORS AND LIFTS","D101002 PASSENGER ELEVATORS","Traction Gearless Elevators - Hospital, 5000 lb, 10 floors, 200 FPM","D101002: CONVEYING, ELEVATORS AND LIFTS, PASSENGER ELEVATORS - Traction Gearless Elevators - Hospital, 5000 lb, 10 floors, 200 FPM"]
[null,null,null,"13-57 13 15 27","Serving Station","A space for the final preparation or assembling of meals before serving.",{"$f":"table.SpaceClassification[[#This Row],[OmniClass Number]] & \": \" & table.SpaceClassification[[#This Row],[OmniClass Title]]","v":"13-57 13 15 27: Serving Station"},null,null,null,null,"23-13 39 11 15","Exterior Wood Roof Panels","23-13 39 11 15: Exterior Wood Roof Panels",null,null,20131,"D10 CONVEYING","D1010 ELEVATORS AND LIFTS","D101002 PASSENGER ELEVATORS","Traction Gearless Elevators - Hospital, 5000 lb, 30 floors, 600 FPM","D101002: CONVEYING, ELEVATORS AND LIFTS, PASSENGER ELEVATORS - Traction Gearless Elevators - Hospital, 5000 lb, 30 floors, 600 FPM"]
[null,null,null,"13-57 13 15 29","Vending Perishable Product Space","A space for housing coin-operated, automatic machines that dispenses foodstuffs.",{"$f":"table.SpaceClassification[[#This Row],[OmniClass Number]] & \": \" & table.SpaceClassification[[#This Row],[OmniClass Title]]","v":"13-57 13 15 29: Vending Perishable Product Space"},null,null,null,null,"23-13 39 11 17","Exterior Composite Roof Panels","23-13 39 11 17: Exterior Composite Roof Panels",null,null,41144,"D10 CONVEYING","D1010 ELEVATORS AND LIFTS","D101003 FREIGHT ELEVATORS","General","D101003: CONVEYING, ELEVATORS AND LIFTS, FREIGHT ELEVATORS - General"]
[null,null,null,"13-57 13 15 31","Cafeteria Vending Space","Space in a cafeteria or dining hall in which customers select their food at a counter.",{"$f":"table.SpaceClassification[[#This Row],[OmniClass Number]] & \": \" & table.SpaceClassification[[#This Row],[OmniClass Title]]","v":"13-57 13 15 31: Cafeteria Vending Space"},null,null,null,null,"23-13 39 11 19","Exterior Faced Roof Panels","23-13 39 11 19: Exterior Faced Roof Panels",null,null,42144,"D10 CONVEYING","D1010 ELEVATORS AND LIFTS","D101003 FREIGHT ELEVATORS","Other","D101003: CONVEYING, ELEVATORS AND LIFTS, FREIGHT ELEVATORS - Other"]
[null,null,null,"13-57 13 15 33","Tray Return Space","A space in a Dining Hall or Cafeteria where serving trays are returned by customers and stacked before washing.",{"$f":"table.SpaceClassification[[#This Row],[OmniClass Number]] & \": \" & table.SpaceClassification[[#This Row],[OmniClass Title]]","v":"13-57 13 15 33: Tray Return Space"},null,null,null,null,"23-13 39 11 21","Exterior Aggregate Coated Panels","23-13 39 11 21: Exterior Aggregate Coated Panels",null,null,43144,"D10 CONVEYING","D1010 ELEVATORS AND LIFTS","D101003 FREIGHT ELEVATORS","Unknown","D101003: CONVEYING, ELEVATORS AND LIFTS, FREIGHT ELEVATORS - Unknown"]
[null,null,null,"13-57 13 15 35","Food Discard Station","Space set up to receive soiled service ware (dishes, cutlery etc).",{"$f":"table.SpaceClassification[[#This Row],[OmniClass Number]] & \": \" & table.SpaceClassification[[#This Row],[OmniClass Title]]","v":"13-57 13 15 35: Food Discard Station"},null,null,null,null,"23-13 39 11 23","Exterior Porcelain Enameled Faced Panels","23-13 39 11 23: Exterior Porcelain Enameled Faced Panels",null,null,20077,"D10 CONVEYING","D1010 ELEVATORS AND LIFTS","D101003 FREIGHT ELEVATORS","Hydraulic Elevators - (class\"B\"), 10,000 lb, 2 floors","D101003: CONVEYING, ELEVATORS AND LIFTS, FREIGHT ELEVATORS - Hydraulic Elevators - (class\"B\"), 10,000 lb, 2 floors"]
[null,null,null,"13-57 13 17","Coffee stations ","Room or area used by employees during break times. This may include a service unit and can BREAK also contain miscellaneous storage, localized mail stop facilities, and other miscellaneous office amenities.",{"$f":"table.SpaceClassification[[#This Row],[OmniClass Number]] & \": \" & table.SpaceClassification[[#This Row],[OmniClass Title]]","v":"13-57 13 17: Coffee stations "},null,null,null,null,"23-13 39 11 25","Exterior Tile Faced Panels","23-13 39 11 25: Exterior Tile Faced Panels",null,null,20069,"D10 CONVEYING","D1010 ELEVATORS AND LIFTS","D101003 FREIGHT ELEVATORS","Hydraulic Elevators - (class\"B\"), 10,000 lb, 5 floors","D101003: CONVEYING, ELEVATORS AND LIFTS, FREIGHT ELEVATORS - Hydraulic Elevators - (class\"B\"), 10,000 lb, 5 floors"]
[null,null,null,"13-57 15 00","Child Care Spaces","Spaces designed for the care of a young child or children.",{"$f":"table.SpaceClassification[[#This Row],[OmniClass Number]] & \": \" & table.SpaceClassification[[#This Row],[OmniClass Title]]","v":"13-57 15 00: Child Care Spaces"},null,null,null,null,"23-13 39 11 27","Exterior Fiber Reinforced Cementitious Panels","23-13 39 11 27: Exterior Fiber Reinforced Cementitious Panels",null,null,20073,"D10 CONVEYING","D1010 ELEVATORS AND LIFTS","D101003 FREIGHT ELEVATORS","Hydraulic Elevators - (class\"B\"), 20,000 lb, 2 floors","D101003: CONVEYING, ELEVATORS AND LIFTS, FREIGHT ELEVATORS - Hydraulic Elevators - (class\"B\"), 20,000 lb, 2 floors"]
[null,null,null,"13-57 15 11","Daycare Sickroom","A room in a day care facility to be used by a child who is ill.",{"$f":"table.SpaceClassification[[#This Row],[OmniClass Number]] & \": \" & table.SpaceClassification[[#This Row],[OmniClass Title]]","v":"13-57 15 11: Daycare Sickroom"},null,null,null,null,"23-13 39 11 29","Exterior Glass Fiber Reinforced Cementitious Panels","23-13 39 11 29: Exterior Glass Fiber Reinforced Cementitious Panels",null,null,20070,"D10 CONVEYING","D1010 ELEVATORS AND LIFTS","D101003 FREIGHT ELEVATORS","Hydraulic Elevators - (class\"B\"), 20,000 lb, 5 floors","D101003: CONVEYING, ELEVATORS AND LIFTS, FREIGHT ELEVATORS - Hydraulic Elevators - (class\"B\"), 20,000 lb, 5 floors"]
[null,null,null,"13-57 15 13","Child Day Care Space","A space for the daytime supervision of children.",{"$f":"table.SpaceClassification[[#This Row],[OmniClass Number]] & \": \" & table.SpaceClassification[[#This Row],[OmniClass Title]]","v":"13-57 15 13: Child Day Care Space"},null,null,null,null,"23-13 39 11 31","Exterior Miner Fiber Reinforced Cementitious Panels","23-13 39 11 31: Exterior Miner Fiber Reinforced Cementitious Panels",null,null,20066,"D10 CONVEYING","D1010 ELEVATORS AND LIFTS","D101003 FREIGHT ELEVATORS","Hydraulic Elevators - (class\"B\"), 3000 lb, 2 floors","D101003: CONVEYING, ELEVATORS AND LIFTS, FREIGHT ELEVATORS - Hydraulic Elevators - (class\"B\"), 3000 lb, 2 floors"]
[null,null,null,"13-57 15 15","Play Room","A room, allocated as a children's play area, in which noisy or boisterous activities are tolerated.",{"$f":"table.SpaceClassification[[#This Row],[OmniClass Number]] & \": \" & table.SpaceClassification[[#This Row],[OmniClass Title]]","v":"13-57 15 15: Play Room"},"playroom",null,null,null,"23-13 39 13","Roof Underlayment","23-13 39 13: Roof Underlayment",null,null,20067,"D10 CONVEYING","D1010 ELEVATORS AND LIFTS","D101003 FREIGHT ELEVATORS","Hydraulic Elevators - (class\"B\"), 3000 lb, 5 floors","D101003: CONVEYING, ELEVATORS AND LIFTS, FREIGHT ELEVATORS - Hydraulic Elevators - (class\"B\"), 3000 lb, 5 floors"]
[null,null,null,"13-57 15 17","CLD–Child Care","Space specifically built for child care use with features such as above-standard flooring, indoor play area, and laundry facilities.",{"$f":"table.SpaceClassification[[#This Row],[OmniClass Number]] & \": \" & table.SpaceClassification[[#This Row],[OmniClass Title]]","v":"13-57 15 17: CLD–Child Care"},null,null,null,null,"23-13 39 15","Roof Shingles","23-13 39 15: Roof Shingles",null,null,20071,"D10 CONVEYING","D1010 ELEVATORS AND LIFTS","D101003 FREIGHT ELEVATORS","Hydraulic Elevators - (class\"B\"), 4000 lb, 2 floors","D101003: CONVEYING, ELEVATORS AND LIFTS, FREIGHT ELEVATORS - Hydraulic Elevators - (class\"B\"), 4000 lb, 2 floors"]
[null,null,null,"13-57 17 00","Resting Spaces","A space where one can rest.",{"$f":"table.SpaceClassification[[#This Row],[OmniClass Number]] & \": \" & table.SpaceClassification[[#This Row],[OmniClass Title]]","v":"13-57 17 00: Resting Spaces"},null,null,null,null,"23-13 39 15 11","Asphalt Roof Shingles","23-13 39 15 11: Asphalt Roof Shingles",null,null,20068,"D10 CONVEYING","D1010 ELEVATORS AND LIFTS","D101003 FREIGHT ELEVATORS","Hydraulic Elevators - (class\"B\"), 4000 lb, 5 floors","D101003: CONVEYING, ELEVATORS AND LIFTS, FREIGHT ELEVATORS - Hydraulic Elevators - (class\"B\"), 4000 lb, 5 floors"]
[null,null,null,"13-57 17 11","Rest Area","A place on the interstate where one can stop to use the restroom, rest or do other things.",{"$f":"table.SpaceClassification[[#This Row],[OmniClass Number]] & \": \" & table.SpaceClassification[[#This Row],[OmniClass Title]]","v":"13-57 17 11: Rest Area"},null,null,null,null,"23-13 39 15 13","Fiberglass Reinforced Roof Shingles","23-13 39 15 13: Fiberglass Reinforced Roof Shingles",null,null,20100,"D10 CONVEYING","D1010 ELEVATORS AND LIFTS","D101003 FREIGHT ELEVATORS","Traction Geared Elevators - (class\"B\"), 10,000 lb, 15 floors, 200 FPM","D101003: CONVEYING, ELEVATORS AND LIFTS, FREIGHT ELEVATORS - Traction Geared Elevators - (class\"B\"), 10,000 lb, 15 floors, 200 FPM"]
[null,null,null,"13-57 17 13","Break Room","A room at a business which is set aside for coffee breaks, snacks, lunches, etc.  Synonym: Lunchroom.",{"$f":"table.SpaceClassification[[#This Row],[OmniClass Number]] & \": \" & table.SpaceClassification[[#This Row],[OmniClass Title]]","v":"13-57 17 13: Break Room"},"lunch",null,null,null,"23-13 39 15 15","Metal Roof Shingles","23-13 39 15 15: Metal Roof Shingles",null,null,20104,"D10 CONVEYING","D1010 ELEVATORS AND LIFTS","D101003 FREIGHT ELEVATORS","Traction Geared Elevators - (class\"B\"), 10,000 lb, 5 floors, 50 FPM","D101003: CONVEYING, ELEVATORS AND LIFTS, FREIGHT ELEVATORS - Traction Geared Elevators - (class\"B\"), 10,000 lb, 5 floors, 50 FPM"]
[null,null,null,"13-57 21 00","Laundry/Dry Cleaning Space","Space that provides large-scale laundry and/or dry cleaning operations, or personal coin operated laundry equipment.",{"$f":"table.SpaceClassification[[#This Row],[OmniClass Number]] & \": \" & table.SpaceClassification[[#This Row],[OmniClass Title]]","v":"13-57 21 00: Laundry/Dry Cleaning Space"},null,null,null,null,"23-13 39 15 17","Mineral Fiber Cement Roof Shingles","23-13 39 15 17: Mineral Fiber Cement Roof Shingles",null,null,20101,"D10 CONVEYING","D1010 ELEVATORS AND LIFTS","D101003 FREIGHT ELEVATORS","Traction Geared Elevators - (class\"B\"), 20,000 lb, 15 floors, 200 FPM","D101003: CONVEYING, ELEVATORS AND LIFTS, FREIGHT ELEVATORS - Traction Geared Elevators - (class\"B\"), 20,000 lb, 15 floors, 200 FPM"]
[null,null,null,"13-57 23 00","Smoking Space","Space that is designed specifically for smoking.",{"$f":"table.SpaceClassification[[#This Row],[OmniClass Number]] & \": \" & table.SpaceClassification[[#This Row],[OmniClass Title]]","v":"13-57 23 00: Smoking Space"},null,null,null,null,"23-13 39 15 19","Plastic Roof Shingles","23-13 39 15 19: Plastic Roof Shingles",null,null,20090,"D10 CONVEYING","D1010 ELEVATORS AND LIFTS","D101003 FREIGHT ELEVATORS","Traction Geared Elevators - (class\"B\"), 20,000 lb, 5 floors, 50 FPM","D101003: CONVEYING, ELEVATORS AND LIFTS, FREIGHT ELEVATORS - Traction Geared Elevators - (class\"B\"), 20,000 lb, 5 floors, 50 FPM"]
[null,null,null,"13-59 00 00","Production, Fabrication, and Maintenance Spaces","Spaces where manufactured items are created or maintained.",{"$f":"table.SpaceClassification[[#This Row],[OmniClass Number]] & \": \" & table.SpaceClassification[[#This Row],[OmniClass Title]]","v":"13-59 00 00: Production, Fabrication, and Maintenance Spaces"},null,null,null,null,"23-13 39 15 21","Porcelain Enamel Roof Shingles","23-13 39 15 21: Porcelain Enamel Roof Shingles",null,null,20097,"D10 CONVEYING","D1010 ELEVATORS AND LIFTS","D101003 FREIGHT ELEVATORS","Traction Geared Elevators - (class\"B\"), 4000 lb, 15 floors, 200 FPM","D101003: CONVEYING, ELEVATORS AND LIFTS, FREIGHT ELEVATORS - Traction Geared Elevators - (class\"B\"), 4000 lb, 15 floors, 200 FPM"]
[null,null,null,"13-59 11 00","Material Handling Area","Space for the movement, storage, control and protection of materials, goods and products throughout the process of manufacturing, distribution, consumption and disposal.",{"$f":"table.SpaceClassification[[#This Row],[OmniClass Number]] & \": \" & table.SpaceClassification[[#This Row],[OmniClass Title]]","v":"13-59 11 00: Material Handling Area"},null,null,null,null,"23-13 39 15 23","Wood Shingles","23-13 39 15 23: Wood Shingles",null,null,20096,"D10 CONVEYING","D1010 ELEVATORS AND LIFTS","D101003 FREIGHT ELEVATORS","Traction Geared Elevators - (class\"B\"), 4000 lb, 5 floors, 50 FPM","D101003: CONVEYING, ELEVATORS AND LIFTS, FREIGHT ELEVATORS - Traction Geared Elevators - (class\"B\"), 4000 lb, 5 floors, 50 FPM"]
[null,null,null,"13-59 13 00","Batching Space","Space for the preparation of mixtures in manufacturing and process plants.",{"$f":"table.SpaceClassification[[#This Row],[OmniClass Number]] & \": \" & table.SpaceClassification[[#This Row],[OmniClass Title]]","v":"13-59 13 00: Batching Space"},null,null,null,null,"23-13 39 15 25","Concrete Roof Shingles","23-13 39 15 25: Concrete Roof Shingles",null,null,20099,"D10 CONVEYING","D1010 ELEVATORS AND LIFTS","D101003 FREIGHT ELEVATORS","Traction Geared Elevators - (class\"B\"), 8000 lb, 15 floors, 200 FPM","D101003: CONVEYING, ELEVATORS AND LIFTS, FREIGHT ELEVATORS - Traction Geared Elevators - (class\"B\"), 8000 lb, 15 floors, 200 FPM"]
[null,null,null,"13-59 15 00","Production Process","Space where items are fabricated and/or assembled using a materials process.",{"$f":"table.SpaceClassification[[#This Row],[OmniClass Number]] & \": \" & table.SpaceClassification[[#This Row],[OmniClass Title]]","v":"13-59 15 00: Production Process"},null,null,null,null,"23-13 39 17","Roof Tiles","23-13 39 17: Roof Tiles",null,null,20098,"D10 CONVEYING","D1010 ELEVATORS AND LIFTS","D101003 FREIGHT ELEVATORS","Traction Geared Elevators - (class\"B\"), 8000 lb, 5 floors, 50 FPM","D101003: CONVEYING, ELEVATORS AND LIFTS, FREIGHT ELEVATORS - Traction Geared Elevators - (class\"B\"), 8000 lb, 5 floors, 50 FPM"]
[null,null,null,"13-59 15 11","Workbench","Space accommodating a component supporting production, fabrication, testing or maintenance functions.",{"$f":"table.SpaceClassification[[#This Row],[OmniClass Number]] & \": \" & table.SpaceClassification[[#This Row],[OmniClass Title]]","v":"13-59 15 11: Workbench"},null,null,null,null,"23-13 39 17 11","Clay Roof Tiles","23-13 39 17 11: Clay Roof Tiles",null,null,41145,"D10 CONVEYING","D1010 ELEVATORS AND LIFTS","D101004 WHEELCHAIR LIFT","General","D101004: CONVEYING, ELEVATORS AND LIFTS, WHEELCHAIR LIFT - General"]
[null,null,null,"13-59 15 13","Mock-up Space","Space accommodating a function supporting production.",{"$f":"table.SpaceClassification[[#This Row],[OmniClass Number]] & \": \" & table.SpaceClassification[[#This Row],[OmniClass Title]]","v":"13-59 15 13: Mock-up Space"},null,null,null,null,"23-13 39 17 13","Concrete Roof Tiles","23-13 39 17 13: Concrete Roof Tiles",null,null,42145,"D10 CONVEYING","D1010 ELEVATORS AND LIFTS","D101004 WHEELCHAIR LIFT","Other","D101004: CONVEYING, ELEVATORS AND LIFTS, WHEELCHAIR LIFT - Other"]
[null,null,null,"13-59 17 00","Printing and Reproduction Spaces","Space for the reproduction and distribution of documents.",{"$f":"table.SpaceClassification[[#This Row],[OmniClass Number]] & \": \" & table.SpaceClassification[[#This Row],[OmniClass Title]]","v":"13-59 17 00: Printing and Reproduction Spaces"},null,null,null,null,"23-13 39 17 15","Metal Roof Tiles","23-13 39 17 15: Metal Roof Tiles",null,null,43145,"D10 CONVEYING","D1010 ELEVATORS AND LIFTS","D101004 WHEELCHAIR LIFT","Unknown","D101004: CONVEYING, ELEVATORS AND LIFTS, WHEELCHAIR LIFT - Unknown"]
[null,null,null,"13-59 19 00","Quality Control and Test Spaces","Space where items are tested and inspected.",{"$f":"table.SpaceClassification[[#This Row],[OmniClass Number]] & \": \" & table.SpaceClassification[[#This Row],[OmniClass Title]]","v":"13-59 19 00: Quality Control and Test Spaces"},null,null,null,null,"23-13 39 17 17","Mineral Fiber Cement Roof Tiles","23-13 39 17 17: Mineral Fiber Cement Roof Tiles",null,null,20147,"D10 CONVEYING","D1010 ELEVATORS AND LIFTS","D101004 WHEELCHAIR LIFT","Inclined, stair climber","D101004: CONVEYING, ELEVATORS AND LIFTS, WHEELCHAIR LIFT - Inclined, stair climber"]
[null,null,null,"13-59 19 11","Product Inspection Space","Space for the direct evaluation of a product in production.",{"$f":"table.SpaceClassification[[#This Row],[OmniClass Number]] & \": \" & table.SpaceClassification[[#This Row],[OmniClass Title]]","v":"13-59 19 11: Product Inspection Space"},null,null,null,null,"23-13 39 17 19","Plastic Roof Tiles","23-13 39 17 19: Plastic Roof Tiles",null,null,20145,"D10 CONVEYING","D1010 ELEVATORS AND LIFTS","D101004 WHEELCHAIR LIFT","Inclined, stair lift","D101004: CONVEYING, ELEVATORS AND LIFTS, WHEELCHAIR LIFT - Inclined, stair lift"]
[null,null,null,"13-59 19 13","Production Observation Space","Space for the observation of the operation of a product in production.",{"$f":"table.SpaceClassification[[#This Row],[OmniClass Number]] & \": \" & table.SpaceClassification[[#This Row],[OmniClass Title]]","v":"13-59 19 13: Production Observation Space"},null,null,null,null,"23-13 39 17 21","Ceramic Roof Tiles","23-13 39 17 21: Ceramic Roof Tiles",null,null,20146,"D10 CONVEYING","D1010 ELEVATORS AND LIFTS","D101004 WHEELCHAIR LIFT","Vertical","D101004: CONVEYING, ELEVATORS AND LIFTS, WHEELCHAIR LIFT - Vertical"]
[null,null,null,"13-59 21 00","Production Service and Repair Spaces","Space where items are corrected for defects.",{"$f":"table.SpaceClassification[[#This Row],[OmniClass Number]] & \": \" & table.SpaceClassification[[#This Row],[OmniClass Title]]","v":"13-59 21 00: Production Service and Repair Spaces"},null,null,null,null,"23-13 39 17 23","Tile Roof Mechanical Fasteners","23-13 39 17 23: Tile Roof Mechanical Fasteners",null,null,35013,"D10 CONVEYING","D1010 ELEVATORS AND LIFTS","D101005 DUMBWAITERS","General","D101005: CONVEYING, ELEVATORS AND LIFTS, DUMBWAITERS - General"]
[null,null,null,"13-59 23 00","Production and In-Process Storage Spaces","Space for raw material or work in process within the production process.",{"$f":"table.SpaceClassification[[#This Row],[OmniClass Number]] & \": \" & table.SpaceClassification[[#This Row],[OmniClass Title]]","v":"13-59 23 00: Production and In-Process Storage Spaces"},null,null,null,null,"23-13 39 19","Natural Stone Roofing","23-13 39 19: Natural Stone Roofing",null,null,42146,"D10 CONVEYING","D1010 ELEVATORS AND LIFTS","D101005 DUMBWAITERS","Other","D101005: CONVEYING, ELEVATORS AND LIFTS, DUMBWAITERS - Other"]
[null,null,null,"13-59 25 00","Production Support Spaces","Space to support the functioning of other production space.",{"$f":"table.SpaceClassification[[#This Row],[OmniClass Number]] & \": \" & table.SpaceClassification[[#This Row],[OmniClass Title]]","v":"13-59 25 00: Production Support Spaces"},null,null,null,null,"23-13 39 19 11","Roof Slates","23-13 39 19 11: Roof Slates",null,null,43146,"D10 CONVEYING","D1010 ELEVATORS AND LIFTS","D101005 DUMBWAITERS","Unknown","D101005: CONVEYING, ELEVATORS AND LIFTS, DUMBWAITERS - Unknown"]
[null,null,null,"13-59 29 00","Greenhouse Spaces","A space used for growing in a facility with glass walls and roof in which temperature and humidity can be regulated for the growing and protection of plants.",{"$f":"table.SpaceClassification[[#This Row],[OmniClass Number]] & \": \" & table.SpaceClassification[[#This Row],[OmniClass Title]]","v":"13-59 29 00: Greenhouse Spaces"},null,null,null,null,"23-13 39 19 11 11","Slate Roof Mechanical Fasteners","23-13 39 19 11 11: Slate Roof Mechanical Fasteners",null,null,40005,"D10 CONVEYING","D1010 ELEVATORS AND LIFTS","D101005 DUMBWAITERS","Automatic","D101005: CONVEYING, ELEVATORS AND LIFTS, DUMBWAITERS - Automatic"]
[null,null,null,"13-59 29 11","Greenhouse Support Space","Space housing equipment supporting a greenhouse.",{"$f":"table.SpaceClassification[[#This Row],[OmniClass Number]] & \": \" & table.SpaceClassification[[#This Row],[OmniClass Title]]","v":"13-59 29 11: Greenhouse Support Space"},null,null,null,null,"23-13 39 21","Shake Roofing","23-13 39 21: Shake Roofing",null,null,40261,"D10 CONVEYING","D1010 ELEVATORS AND LIFTS","D101005 DUMBWAITERS","Electric","D101005: CONVEYING, ELEVATORS AND LIFTS, DUMBWAITERS - Electric"]
[null,null,null,"13-61 00 00","Protective Spaces","Spaces to provide shelter or keep someone safe from harm or discomfort.",{"$f":"table.SpaceClassification[[#This Row],[OmniClass Number]] & \": \" & table.SpaceClassification[[#This Row],[OmniClass Title]]","v":"13-61 00 00: Protective Spaces"},null,null,null,null,"23-13 39 21 11","Wood Shakes Roofing","23-13 39 21 11: Wood Shakes Roofing",null,null,40262,"D10 CONVEYING","D1010 ELEVATORS AND LIFTS","D101005 DUMBWAITERS","Hydraulic","D101005: CONVEYING, ELEVATORS AND LIFTS, DUMBWAITERS - Hydraulic"]
[null,null,null,"13-61 11 00","Animal Securing Spaces","A space that directly serves an animal quarters facility as an extension of the activities in that facility.",{"$f":"table.SpaceClassification[[#This Row],[OmniClass Number]] & \": \" & table.SpaceClassification[[#This Row],[OmniClass Title]]","v":"13-61 11 00: Animal Securing Spaces"},null,null,null,null,"23-13 39 23","Flat Roofing","23-13 39 23: Flat Roofing",null,null,40004,"D10 CONVEYING","D1010 ELEVATORS AND LIFTS","D101005 DUMBWAITERS","Manual","D101005: CONVEYING, ELEVATORS AND LIFTS, DUMBWAITERS - Manual"]
[null,null,null,"13-61 11 11","Cage","A typically small, freestanding, wire enclosed space for detaining an animal or bird.",{"$f":"table.SpaceClassification[[#This Row],[OmniClass Number]] & \": \" & table.SpaceClassification[[#This Row],[OmniClass Title]]","v":"13-61 11 11: Cage"},null,null,null,null,"23-13 39 23 11","Acoustical Metal Deck Roofing","23-13 39 23 11: Acoustical Metal Deck Roofing",null,null,41147,"D10 CONVEYING","D1010 ELEVATORS AND LIFTS","D101090 OTHER VERTICAL TRANSPORTATION EQUIPMENT","General","D101090: CONVEYING, ELEVATORS AND LIFTS, OTHER VERTICAL TRANSPORTATION EQUIPMENT - General"]
[null,null,null,"13-61 11 13","Animal Stall","An enclosed floor space, typically open to the structure ceiling for detaining an animal.",{"$f":"table.SpaceClassification[[#This Row],[OmniClass Number]] & \": \" & table.SpaceClassification[[#This Row],[OmniClass Title]]","v":"13-61 11 13: Animal Stall"},null,null,null,null,"23-13 39 23 13","Structural Deck Roofing","23-13 39 23 13: Structural Deck Roofing",null,null,21461,"D10 CONVEYING","D1010 ELEVATORS AND LIFTS","D101090 OTHER VERTICAL TRANSPORTATION EQUIPMENT","Other","D101090: CONVEYING, ELEVATORS AND LIFTS, OTHER VERTICAL TRANSPORTATION EQUIPMENT - Other"]
[null,null,null,"13-61 11 15","Kennel","An enclosed, typically permanent, floor space generally used to detain a dog or cat.",{"$f":"table.SpaceClassification[[#This Row],[OmniClass Number]] & \": \" & table.SpaceClassification[[#This Row],[OmniClass Title]]","v":"13-61 11 15: Kennel"},null,null,null,null,"23-13 39 23 13 11","Concrete Structural Deck Roofing","23-13 39 23 13 11: Concrete Structural Deck Roofing",null,null,43147,"D10 CONVEYING","D1010 ELEVATORS AND LIFTS","D101090 OTHER VERTICAL TRANSPORTATION EQUIPMENT","Unknown","D101090: CONVEYING, ELEVATORS AND LIFTS, OTHER VERTICAL TRANSPORTATION EQUIPMENT - Unknown"]
[null,null,null,"13-61 11 17","Aquarium","An tank, containing or filled with water, generally used to detain a fish or marine animal.",{"$f":"table.SpaceClassification[[#This Row],[OmniClass Number]] & \": \" & table.SpaceClassification[[#This Row],[OmniClass Title]]","v":"13-61 11 17: Aquarium"},null,null,null,null,"23-13 39 23 13 13","Metal Structural Deck Roofing","23-13 39 23 13 13: Metal Structural Deck Roofing",null,null,20154,"D10 CONVEYING","D1010 ELEVATORS AND LIFTS","D101090 OTHER VERTICAL TRANSPORTATION EQUIPMENT","Correspondence lifts, elec","D101090: CONVEYING, ELEVATORS AND LIFTS, OTHER VERTICAL TRANSPORTATION EQUIPMENT - Correspondence lifts, elec"]
[null,null,null,"13-61 13 00","Detention Spaces ","Space associated with the holding of humans as prisons, criminals or people suspected of committing a crime.",{"$f":"table.SpaceClassification[[#This Row],[OmniClass Number]] & \": \" & table.SpaceClassification[[#This Row],[OmniClass Title]]","v":"13-61 13 00: Detention Spaces "},null,null,null,null,"23-13 39 23 15","Wood Decking Roofing","23-13 39 23 15: Wood Decking Roofing",null,null,20153,"D10 CONVEYING","D1010 ELEVATORS AND LIFTS","D101090 OTHER VERTICAL TRANSPORTATION EQUIPMENT","Correspondence lifts, hand","D101090: CONVEYING, ELEVATORS AND LIFTS, OTHER VERTICAL TRANSPORTATION EQUIPMENT - Correspondence lifts, hand"]
[null,null,null,"13-61 13 11","Detention Cell","An enclosed floor space use to confine a convicted person(s) for an extended period of time in a particular place.",{"$f":"table.SpaceClassification[[#This Row],[OmniClass Number]] & \": \" & table.SpaceClassification[[#This Row],[OmniClass Title]]","v":"13-61 13 11: Detention Cell"},null,null,null,null,"23-13 39 25","Roof Finish Coating","23-13 39 25: Roof Finish Coating",null,null,21460,"D10 CONVEYING","D1010 ELEVATORS AND LIFTS","D101090 OTHER VERTICAL TRANSPORTATION EQUIPMENT","Lifts","D101090: CONVEYING, ELEVATORS AND LIFTS, OTHER VERTICAL TRANSPORTATION EQUIPMENT - Lifts"]
[null,null,null,"13-61 13 13","Holding Cell","An enclosed floor space use to confine a person(s) of interest for a very short period of time in a particular place.",{"$f":"table.SpaceClassification[[#This Row],[OmniClass Number]] & \": \" & table.SpaceClassification[[#This Row],[OmniClass Title]]","v":"13-61 13 13: Holding Cell"},null,null,null,null,"23-13 39 27","Roof Cladding","23-13 39 27: Roof Cladding",null,null,21457,"D10 CONVEYING","D1010 ELEVATORS AND LIFTS","D101090 OTHER VERTICAL TRANSPORTATION EQUIPMENT","Other Hydraulic Elevators","D101090: CONVEYING, ELEVATORS AND LIFTS, OTHER VERTICAL TRANSPORTATION EQUIPMENT - Other Hydraulic Elevators"]
[null,null,null,"13-61 13 15","Impound Lot","An area used to secure vehicles from general access of the public.",{"$f":"table.SpaceClassification[[#This Row],[OmniClass Number]] & \": \" & table.SpaceClassification[[#This Row],[OmniClass Title]]","v":"13-61 13 15: Impound Lot"},null,null,null,null,"23-13 39 27 11","Roof Cladding Sheets","23-13 39 27 11: Roof Cladding Sheets",null,null,21458,"D10 CONVEYING","D1010 ELEVATORS AND LIFTS","D101090 OTHER VERTICAL TRANSPORTATION EQUIPMENT","Other Traction Geared Elevators","D101090: CONVEYING, ELEVATORS AND LIFTS, OTHER VERTICAL TRANSPORTATION EQUIPMENT - Other Traction Geared Elevators"]
[null,null,null,"13-61 13 17","Dayroom","A room associated with enforced confinement which is used for daytime recreation, esp. a communal room in an institution.",{"$f":"table.SpaceClassification[[#This Row],[OmniClass Number]] & \": \" & table.SpaceClassification[[#This Row],[OmniClass Title]]","v":"13-61 13 17: Dayroom"},null,null,null,null,"23-13 39 27 11 11","Metal Roof Panels","23-13 39 27 11 11: Metal Roof Panels",null,null,21459,"D10 CONVEYING","D1010 ELEVATORS AND LIFTS","D101090 OTHER VERTICAL TRANSPORTATION EQUIPMENT","Other Traction Gearless Elevators","D101090: CONVEYING, ELEVATORS AND LIFTS, OTHER VERTICAL TRANSPORTATION EQUIPMENT - Other Traction Gearless Elevators"]
[null,null,null,"13-61 15 00","Spaces for Protection from the Elements","Spaces to provide shelter or keep someone safe from environmental harm or discomfort.",{"$f":"table.SpaceClassification[[#This Row],[OmniClass Number]] & \": \" & table.SpaceClassification[[#This Row],[OmniClass Title]]","v":"13-61 15 00: Spaces for Protection from the Elements"},null,null,null,null,"23-13 39 27 11 13","Sheet Metal Roofing","23-13 39 27 11 13: Sheet Metal Roofing",null,null,20155,"D10 CONVEYING","D1010 ELEVATORS AND LIFTS","D101090 OTHER VERTICAL TRANSPORTATION EQUIPMENT","Parcel lifts, elec","D101090: CONVEYING, ELEVATORS AND LIFTS, OTHER VERTICAL TRANSPORTATION EQUIPMENT - Parcel lifts, elec"]
[null,null,null,"13-61 15 11","Park Shelter","A pavilion structure commonly found in parks, gardens, and spacious public areas.  See also Gazebo.",{"$f":"table.SpaceClassification[[#This Row],[OmniClass Number]] & \": \" & table.SpaceClassification[[#This Row],[OmniClass Title]]","v":"13-61 15 11: Park Shelter"},null,null,null,null,"23-13 39 27 13","Roof Battens Cladding","23-13 39 27 13: Roof Battens Cladding",null,null,41148,"D10 CONVEYING","D1020 WEIGHT HANDLING EQUIPMENT","D102001 BASIC REQUIREMENTS OF CRANES AND MONORAILS","General","D102001: CONVEYING, WEIGHT HANDLING EQUIPMENT, BASIC REQUIREMENTS OF CRANES AND MONORAILS - General"]
[null,null,null,"13-61 15 13","Entry Porch","A covered entrance to a vestibule or doorway attached to a building.",{"$f":"table.SpaceClassification[[#This Row],[OmniClass Number]] & \": \" & table.SpaceClassification[[#This Row],[OmniClass Title]]","v":"13-61 15 13: Entry Porch"},null,null,null,null,"23-13 39 29","Roof Coverings","23-13 39 29: Roof Coverings",null,null,42148,"D10 CONVEYING","D1020 WEIGHT HANDLING EQUIPMENT","D102001 BASIC REQUIREMENTS OF CRANES AND MONORAILS","Other","D102001: CONVEYING, WEIGHT HANDLING EQUIPMENT, BASIC REQUIREMENTS OF CRANES AND MONORAILS - Other"]
[null,null,null,"13-61 15 15","Covered Walkway","A sidewalk or path with a cover to provide shelter from weather or sunlight.",{"$f":"table.SpaceClassification[[#This Row],[OmniClass Number]] & \": \" & table.SpaceClassification[[#This Row],[OmniClass Title]]","v":"13-61 15 15: Covered Walkway"},null,null,null,null,"23-13 39 29 11","Thatched Roofing","23-13 39 29 11: Thatched Roofing",null,null,43148,"D10 CONVEYING","D1020 WEIGHT HANDLING EQUIPMENT","D102001 BASIC REQUIREMENTS OF CRANES AND MONORAILS","Unknown","D102001: CONVEYING, WEIGHT HANDLING EQUIPMENT, BASIC REQUIREMENTS OF CRANES AND MONORAILS - Unknown"]
[null,null,null,"13-61 15 17","Canopy","An overhead roof or structure that is able to provide shade or shelter.",{"$f":"table.SpaceClassification[[#This Row],[OmniClass Number]] & \": \" & table.SpaceClassification[[#This Row],[OmniClass Title]]","v":"13-61 15 17: Canopy"},null,null,null,null,"23-13 39 29 13","Sod Roofing","23-13 39 29 13: Sod Roofing",null,null,21466,"D10 CONVEYING","D1020 WEIGHT HANDLING EQUIPMENT","D102002 OVERHEAD CRANES","General","D102002: CONVEYING, WEIGHT HANDLING EQUIPMENT, OVERHEAD CRANES - General"]
[null,null,null,"13-61 15 19","Shielded Room","Space with protection from radiation or other harmful effect, often adjacent to a space in which radioactive or other harmful materials may be used.",{"$f":"table.SpaceClassification[[#This Row],[OmniClass Number]] & \": \" & table.SpaceClassification[[#This Row],[OmniClass Title]]","v":"13-61 15 19: Shielded Room"},null,null,null,null,"23-13 39 29 15","Vegetated Roof Covering","23-13 39 29 15: Vegetated Roof Covering",null,null,42149,"D10 CONVEYING","D1020 WEIGHT HANDLING EQUIPMENT","D102002 OVERHEAD CRANES","Other","D102002: CONVEYING, WEIGHT HANDLING EQUIPMENT, OVERHEAD CRANES - Other"]
[null,null,null,"13-61 15 21","Containment Room","Space with shielding for radiation or biological harms inside of which harmful materials can be used.",{"$f":"table.SpaceClassification[[#This Row],[OmniClass Number]] & \": \" & table.SpaceClassification[[#This Row],[OmniClass Title]]","v":"13-61 15 21: Containment Room"},null,null,null,null,"23-13 39 29 15 11","Vegetated Roof Planting Modules","23-13 39 29 15 11: Vegetated Roof Planting Modules",null,null,43149,"D10 CONVEYING","D1020 WEIGHT HANDLING EQUIPMENT","D102002 OVERHEAD CRANES","Unknown","D102002: CONVEYING, WEIGHT HANDLING EQUIPMENT, OVERHEAD CRANES - Unknown"]
[null,null,null,"13-61 17 00","Spaces for Protection from Violence","Spaces to provide shelter or keep someone safe from violent or force-based harm or discomfort.",{"$f":"table.SpaceClassification[[#This Row],[OmniClass Number]] & \": \" & table.SpaceClassification[[#This Row],[OmniClass Title]]","v":"13-61 17 00: Spaces for Protection from Violence"},null,null,null,null,"23-13 39 29 17","Coated Foam Roof Covering","23-13 39 29 17: Coated Foam Roof Covering",null,null,20190,"D10 CONVEYING","D1020 WEIGHT HANDLING EQUIPMENT","D102002 OVERHEAD CRANES","Cranes, Bridge girder, 10 ton, 20' span","D102002: CONVEYING, WEIGHT HANDLING EQUIPMENT, OVERHEAD CRANES - Cranes, Bridge girder, 10 ton, 20' span"]
[null,null,null,"13-61 17 11","Safe Room","A fortified room installed in a private residence or business to provide a safe hiding place for the inhabitants in the event of a break-in, home invasion, or other threat.",{"$f":"table.SpaceClassification[[#This Row],[OmniClass Number]] & \": \" & table.SpaceClassification[[#This Row],[OmniClass Title]]","v":"13-61 17 11: Safe Room"},null,null,null,null,"23-13 39 31","Roof Membranes","23-13 39 31: Roof Membranes",null,null,20195,"D10 CONVEYING","D1020 WEIGHT HANDLING EQUIPMENT","D102002 OVERHEAD CRANES","Cranes, Bridge girder, 10 ton, 30' span","D102002: CONVEYING, WEIGHT HANDLING EQUIPMENT, OVERHEAD CRANES - Cranes, Bridge girder, 10 ton, 30' span"]
[null,null,null,"13-61 17 13","Bunker","A hardened shelter, often buried partly or fully underground, designed to protect the inhabitants from falling bombs or other attacks.",{"$f":"table.SpaceClassification[[#This Row],[OmniClass Number]] & \": \" & table.SpaceClassification[[#This Row],[OmniClass Title]]","v":"13-61 17 13: Bunker"},null,null,null,null,"23-13 39 31 11","Single Layer Roof Membranes","23-13 39 31 11: Single Layer Roof Membranes",null,null,20185,"D10 CONVEYING","D1020 WEIGHT HANDLING EQUIPMENT","D102002 OVERHEAD CRANES","Cranes, Bridge girder, 10 ton, 40' span","D102002: CONVEYING, WEIGHT HANDLING EQUIPMENT, OVERHEAD CRANES - Cranes, Bridge girder, 10 ton, 40' span"]
[null,null,null,"13-61 17 15","Bomb Shelter","A space for the protection of the civil population as well as military personnel against bombing from the air.",{"$f":"table.SpaceClassification[[#This Row],[OmniClass Number]] & \": \" & table.SpaceClassification[[#This Row],[OmniClass Title]]","v":"13-61 17 15: Bomb Shelter"},null,null,null,null,"23-13 39 31 11 11","Chlorinated Polyethylene (CPE) Single Layer Roof Membranes","23-13 39 31 11 11: Chlorinated Polyethylene (CPE) Single Layer Roof Membranes",null,null,20181,"D10 CONVEYING","D1020 WEIGHT HANDLING EQUIPMENT","D102002 OVERHEAD CRANES","Cranes, Bridge girder, 10 ton, 50' span","D102002: CONVEYING, WEIGHT HANDLING EQUIPMENT, OVERHEAD CRANES - Cranes, Bridge girder, 10 ton, 50' span"]
[null,null,null,"13-63 00 00","Storage Spaces",null,{"$f":"table.SpaceClassification[[#This Row],[OmniClass Number]] & \": \" & table.SpaceClassification[[#This Row],[OmniClass Title]]","v":"13-63 00 00: Storage Spaces"},null,null,null,null,"23-13 39 31 11 13","Chlorosulfonated Polyethylene (CSPE) Single Layer Roof Membranes","23-13 39 31 11 13: Chlorosulfonated Polyethylene (CSPE) Single Layer Roof Membranes",null,null,20186,"D10 CONVEYING","D1020 WEIGHT HANDLING EQUIPMENT","D102002 OVERHEAD CRANES","Cranes, Bridge girder, 15 ton, 20' span","D102002: CONVEYING, WEIGHT HANDLING EQUIPMENT, OVERHEAD CRANES - Cranes, Bridge girder, 15 ton, 20' span"]
[null,null,null,"13-63 11 00","Warehouse Spaces","Space specifically designed for the storage of raw material, in process materials or finished goods.",{"$f":"table.SpaceClassification[[#This Row],[OmniClass Number]] & \": \" & table.SpaceClassification[[#This Row],[OmniClass Title]]","v":"13-63 11 00: Warehouse Spaces"},null,null,null,null,"23-13 39 31 11 15","Copolymer Alloy (CPA) Single Layer Roof Membranes","23-13 39 31 11 15: Copolymer Alloy (CPA) Single Layer Roof Membranes",null,null,20196,"D10 CONVEYING","D1020 WEIGHT HANDLING EQUIPMENT","D102002 OVERHEAD CRANES","Cranes, Bridge girder, 15 ton, 30' span","D102002: CONVEYING, WEIGHT HANDLING EQUIPMENT, OVERHEAD CRANES - Cranes, Bridge girder, 15 ton, 30' span"]
[null,null,null,"13-63 11 11","High Bay Warehouse Space","Warehouse space with usable storage heights at 24' or higher.",{"$f":"table.SpaceClassification[[#This Row],[OmniClass Number]] & \": \" & table.SpaceClassification[[#This Row],[OmniClass Title]]","v":"13-63 11 11: High Bay Warehouse Space"},null,null,null,null,"23-13 39 31 11 17","Elastomeric Single Layer Roof Membranes","23-13 39 31 11 17: Elastomeric Single Layer Roof Membranes",null,null,20184,"D10 CONVEYING","D1020 WEIGHT HANDLING EQUIPMENT","D102002 OVERHEAD CRANES","Cranes, Bridge girder, 15 ton, 40' span","D102002: CONVEYING, WEIGHT HANDLING EQUIPMENT, OVERHEAD CRANES - Cranes, Bridge girder, 15 ton, 40' span"]
[null,null,null,"13-63 11 13","General Warehouse Space","Warehouse space with usable storage heights of less than 24 feet.",{"$f":"table.SpaceClassification[[#This Row],[OmniClass Number]] & \": \" & table.SpaceClassification[[#This Row],[OmniClass Title]]","v":"13-63 11 13: General Warehouse Space"},null,null,null,null,"23-13 39 31 11 19","Ethylene Interpolymer (EIP) Single Layer Roof Membranes","23-13 39 31 11 19: Ethylene Interpolymer (EIP) Single Layer Roof Membranes",null,null,20180,"D10 CONVEYING","D1020 WEIGHT HANDLING EQUIPMENT","D102002 OVERHEAD CRANES","Cranes, Bridge girder, 15 ton, 50' span","D102002: CONVEYING, WEIGHT HANDLING EQUIPMENT, OVERHEAD CRANES - Cranes, Bridge girder, 15 ton, 50' span"]
[null,null,null,"13-63 11 15","Warehouse Support Space","Space that directly supports warehouse functions.",{"$f":"table.SpaceClassification[[#This Row],[OmniClass Number]] & \": \" & table.SpaceClassification[[#This Row],[OmniClass Title]]","v":"13-63 11 15: Warehouse Support Space"},null,null,null,null,"23-13 39 31 11 21","Ethylene Propylene Diene Monomer (EPDM) Single Layer Roof Membranes","23-13 39 31 11 21: Ethylene Propylene Diene Monomer (EPDM) Single Layer Roof Membranes",null,null,20173,"D10 CONVEYING","D1020 WEIGHT HANDLING EQUIPMENT","D102002 OVERHEAD CRANES","Cranes, Bridge girder, 25 ton, 40' span","D102002: CONVEYING, WEIGHT HANDLING EQUIPMENT, OVERHEAD CRANES - Cranes, Bridge girder, 25 ton, 40' span"]
[null,null,null,"13-63 13 00","Non-Warehouse Storage Spaces","Spaces for the storage of goods and materials for long and short terms.",{"$f":"table.SpaceClassification[[#This Row],[OmniClass Number]] & \": \" & table.SpaceClassification[[#This Row],[OmniClass Title]]","v":"13-63 13 00: Non-Warehouse Storage Spaces"},null,null,null,null,"23-13 39 31 11 23","Nitrile Butadiene Polymer (NBP) Single Layer Roof Membranes","23-13 39 31 11 23: Nitrile Butadiene Polymer (NBP) Single Layer Roof Membranes",null,null,20179,"D10 CONVEYING","D1020 WEIGHT HANDLING EQUIPMENT","D102002 OVERHEAD CRANES","Cranes, Bridge girder, 25 ton, 50' span","D102002: CONVEYING, WEIGHT HANDLING EQUIPMENT, OVERHEAD CRANES - Cranes, Bridge girder, 25 ton, 50' span"]
[null,null,null,"13-63 13 11","Storage Room","A room that is used to store equipment or materials and that serves multiple room use categories, organizational units, or buildings.",{"$f":"table.SpaceClassification[[#This Row],[OmniClass Number]] & \": \" & table.SpaceClassification[[#This Row],[OmniClass Title]]","v":"13-63 13 11: Storage Room"},null,null,null,null,"23-13 39 31 11 25","Polyisobutylene (PIB) Single Layer Roof Membranes","23-13 39 31 11 25: Polyisobutylene (PIB) Single Layer Roof Membranes",null,null,20187,"D10 CONVEYING","D1020 WEIGHT HANDLING EQUIPMENT","D102002 OVERHEAD CRANES","Cranes, Bridge girder, 3 ton, 20' span","D102002: CONVEYING, WEIGHT HANDLING EQUIPMENT, OVERHEAD CRANES - Cranes, Bridge girder, 3 ton, 20' span"]
[null,null,null,"13-63 13 11 11","GNS–General Storage","Space that is used for storage and has diminished use that prohibits the space from otherwise being used as general office space.",{"$f":"table.SpaceClassification[[#This Row],[OmniClass Number]] & \": \" & table.SpaceClassification[[#This Row],[OmniClass Title]]","v":"13-63 13 11 11: GNS–General Storage"},null,null,null,null,"23-13 39 31 11 27","Polyvinyl chloride (PVC) Single Layer Roof Membranes","23-13 39 31 11 27: Polyvinyl chloride (PVC) Single Layer Roof Membranes",null,null,20192,"D10 CONVEYING","D1020 WEIGHT HANDLING EQUIPMENT","D102002 OVERHEAD CRANES","Cranes, Bridge girder, 3 ton, 30' span","D102002: CONVEYING, WEIGHT HANDLING EQUIPMENT, OVERHEAD CRANES - Cranes, Bridge girder, 3 ton, 30' span"]
[null,null,null,"13-63 13 13","Closet","Small room used for containment of work-related items.",{"$f":"table.SpaceClassification[[#This Row],[OmniClass Number]] & \": \" & table.SpaceClassification[[#This Row],[OmniClass Title]]","v":"13-63 13 13: Closet"},null,null,null,null,"23-13 39 31 11 29","Thermoplastic Alloy (TPA) Single Layer Roof Membranes","23-13 39 31 11 29: Thermoplastic Alloy (TPA) Single Layer Roof Membranes",null,null,20197,"D10 CONVEYING","D1020 WEIGHT HANDLING EQUIPMENT","D102002 OVERHEAD CRANES","Cranes, Bridge girder, 3 ton, 40' span","D102002: CONVEYING, WEIGHT HANDLING EQUIPMENT, OVERHEAD CRANES - Cranes, Bridge girder, 3 ton, 40' span"]
[null,null,null,"13-63 13 15","Coat Check","Space for the temporary storage of outerwear and other personal items during events or at entertainment facilities.",{"$f":"table.SpaceClassification[[#This Row],[OmniClass Number]] & \": \" & table.SpaceClassification[[#This Row],[OmniClass Title]]","v":"13-63 13 15: Coat Check"},null,null,null,null,"23-13 39 31 11 31","Thermoplastic Single Layer Roof Membranes","23-13 39 31 11 31: Thermoplastic Single Layer Roof Membranes",null,null,20183,"D10 CONVEYING","D1020 WEIGHT HANDLING EQUIPMENT","D102002 OVERHEAD CRANES","Cranes, Bridge girder, 3 ton, 50' span","D102002: CONVEYING, WEIGHT HANDLING EQUIPMENT, OVERHEAD CRANES - Cranes, Bridge girder, 3 ton, 50' span"]
[null,null,null,"13-63 13 17","Locker Room","Room containing lockers or small lockable cupboards or compartments in which people secure possessions.",{"$f":"table.SpaceClassification[[#This Row],[OmniClass Number]] & \": \" & table.SpaceClassification[[#This Row],[OmniClass Title]]","v":"13-63 13 17: Locker Room"},null,null,null,null,"23-13 39 31 13","Multi Layer Roof Membranes","23-13 39 31 13: Multi Layer Roof Membranes",null,null,20188,"D10 CONVEYING","D1020 WEIGHT HANDLING EQUIPMENT","D102002 OVERHEAD CRANES","Cranes, Bridge girder, 5 ton, 20' span","D102002: CONVEYING, WEIGHT HANDLING EQUIPMENT, OVERHEAD CRANES - Cranes, Bridge girder, 5 ton, 20' span"]
[null,null,null,"13-63 13 19","Filing Space","Space for filing cabinets and storage of paper materials.",{"$f":"table.SpaceClassification[[#This Row],[OmniClass Number]] & \": \" & table.SpaceClassification[[#This Row],[OmniClass Title]]","v":"13-63 13 19: Filing Space"},null,null,null,null,"23-13 39 31 13 11","Asphalt Multi Layer Roof Membranes","23-13 39 31 13 11: Asphalt Multi Layer Roof Membranes",null,null,20193,"D10 CONVEYING","D1020 WEIGHT HANDLING EQUIPMENT","D102002 OVERHEAD CRANES","Cranes, Bridge girder, 5 ton, 30' span","D102002: CONVEYING, WEIGHT HANDLING EQUIPMENT, OVERHEAD CRANES - Cranes, Bridge girder, 5 ton, 30' span"]
[null,null,null,"13-63 13 21","Supply Room","Room for storage of regularly used supplies, such as in an educational or office facility.",{"$f":"table.SpaceClassification[[#This Row],[OmniClass Number]] & \": \" & table.SpaceClassification[[#This Row],[OmniClass Title]]","v":"13-63 13 21: Supply Room"},null,null,null,null,"23-13 39 31 13 13","Built Up Bituminous Multi Layer Roof Membranes","23-13 39 31 13 13: Built Up Bituminous Multi Layer Roof Membranes",null,null,20198,"D10 CONVEYING","D1020 WEIGHT HANDLING EQUIPMENT","D102002 OVERHEAD CRANES","Cranes, Bridge girder, 5 ton, 40' span","D102002: CONVEYING, WEIGHT HANDLING EQUIPMENT, OVERHEAD CRANES - Cranes, Bridge girder, 5 ton, 40' span"]
[null,null,null,"13-63 13 23","Unit Storage","A dedicated storage area or location at an educational facility under the direct control and management of a specific institutional division, department, office, business unit, or similar organizational unit.",{"$f":"table.SpaceClassification[[#This Row],[OmniClass Number]] & \": \" & table.SpaceClassification[[#This Row],[OmniClass Title]]","v":"13-63 13 23: Unit Storage"},null,null,null,null,"23-13 39 31 13 15","Coal Tar Multi Layer Roof Membranes","23-13 39 31 13 15: Coal Tar Multi Layer Roof Membranes",null,null,20189,"D10 CONVEYING","D1020 WEIGHT HANDLING EQUIPMENT","D102002 OVERHEAD CRANES","Cranes, Bridge girder, 5 ton, 50' span","D102002: CONVEYING, WEIGHT HANDLING EQUIPMENT, OVERHEAD CRANES - Cranes, Bridge girder, 5 ton, 50' span"]
[null,null,null,"13-63 13 25","Consolidation/Containerization Point","Space for outloading, stuffing, and receiving containers.",{"$f":"table.SpaceClassification[[#This Row],[OmniClass Number]] & \": \" & table.SpaceClassification[[#This Row],[OmniClass Title]]","v":"13-63 13 25: Consolidation/Containerization Point"},null,null,null,null,"23-13 39 31 13 17","Cold Applied Bituminous Multi Layer Roof Membranes","23-13 39 31 13 17: Cold Applied Bituminous Multi Layer Roof Membranes",null,null,20199,"D10 CONVEYING","D1020 WEIGHT HANDLING EQUIPMENT","D102002 OVERHEAD CRANES","Cranes, Bridge girder, 7.5 ton, 20' span","D102002: CONVEYING, WEIGHT HANDLING EQUIPMENT, OVERHEAD CRANES - Cranes, Bridge girder, 7.5 ton, 20' span"]
[null,null,null,"13-63 13 27","Self Storage Space","A space in a facility divided into storage spaces that are rented to tenants, usually on a monthly basis.",{"$f":"table.SpaceClassification[[#This Row],[OmniClass Number]] & \": \" & table.SpaceClassification[[#This Row],[OmniClass Title]]","v":"13-63 13 27: Self Storage Space"},null,null,null,null,"23-13 39 31 13 19","Cold Applied Mastic Multi Layer Roof Membranes","23-13 39 31 13 19: Cold Applied Mastic Multi Layer Roof Membranes",null,null,20194,"D10 CONVEYING","D1020 WEIGHT HANDLING EQUIPMENT","D102002 OVERHEAD CRANES","Cranes, Bridge girder, 7.5 ton, 30' span","D102002: CONVEYING, WEIGHT HANDLING EQUIPMENT, OVERHEAD CRANES - Cranes, Bridge girder, 7.5 ton, 30' span"]
[null,null,null,"13-63 13 29","Operational Storage (Misc)","A space used for bulk storage areas of major end items, and operational material to support multiple Departments/Divisions within a command.",{"$f":"table.SpaceClassification[[#This Row],[OmniClass Number]] & \": \" & table.SpaceClassification[[#This Row],[OmniClass Title]]","v":"13-63 13 29: Operational Storage (Misc)"},null,null,null,null,"23-13 39 31 13 21","Glass Fiber Reinforced Asphalt Emulsion Multi Layer Roof Membranes","23-13 39 31 13 21: Glass Fiber Reinforced Asphalt Emulsion Multi Layer Roof Membranes",null,null,20191,"D10 CONVEYING","D1020 WEIGHT HANDLING EQUIPMENT","D102002 OVERHEAD CRANES","Cranes, Bridge girder, 7.5 ton, 40' span","D102002: CONVEYING, WEIGHT HANDLING EQUIPMENT, OVERHEAD CRANES - Cranes, Bridge girder, 7.5 ton, 40' span"]
[null,null,null,"13-63 13 31","Operational Hazardous/Flammable Storage","A space for the storage of materials used in daily operations (paint, acetone, oil, etc.) that are considered to be hazardous and/or flammable and require special environmental separation.",{"$f":"table.SpaceClassification[[#This Row],[OmniClass Number]] & \": \" & table.SpaceClassification[[#This Row],[OmniClass Title]]","v":"13-63 13 31: Operational Hazardous/Flammable Storage"},null,null,null,null,"23-13 39 31 13 23","Modified Bituminous Multi Layer Roof Membranes","23-13 39 31 13 23: Modified Bituminous Multi Layer Roof Membranes",null,null,20182,"D10 CONVEYING","D1020 WEIGHT HANDLING EQUIPMENT","D102002 OVERHEAD CRANES","Cranes, Bridge girder, 7.5 ton, 50' span","D102002: CONVEYING, WEIGHT HANDLING EQUIPMENT, OVERHEAD CRANES - Cranes, Bridge girder, 7.5 ton, 50' span"]
[null,null,null,"13-63 15 00","Moveable Storage Spaces","Spaces, which do not have a fixed location, used for the storage of goods and materials for long and short terms.",{"$f":"table.SpaceClassification[[#This Row],[OmniClass Number]] & \": \" & table.SpaceClassification[[#This Row],[OmniClass Title]]","v":"13-63 15 00: Moveable Storage Spaces"},null,null,null,null,"23-13 39 31 15","Fluid Applied Roofing","23-13 39 31 15: Fluid Applied Roofing",null,null,20178,"D10 CONVEYING","D1020 WEIGHT HANDLING EQUIPMENT","D102002 OVERHEAD CRANES","Cranes, Movable gantry, 2,000 lb, 12' to 15' range","D102002: CONVEYING, WEIGHT HANDLING EQUIPMENT, OVERHEAD CRANES - Cranes, Movable gantry, 2,000 lb, 12' to 15' range"]
[null,null,null,"13-63 15 11","Vehicle Storage Compartment ","A storage space in a vehicle designed to move on land.",{"$f":"table.SpaceClassification[[#This Row],[OmniClass Number]] & \": \" & table.SpaceClassification[[#This Row],[OmniClass Title]]","v":"13-63 15 11: Vehicle Storage Compartment "},null,null,null,null,"23-13 39 31 17","Coated Foam Roofing","23-13 39 31 17: Coated Foam Roofing",null,null,20177,"D10 CONVEYING","D1020 WEIGHT HANDLING EQUIPMENT","D102002 OVERHEAD CRANES","Cranes, Movable gantry, 6,000 lb, 12' to 15' range","D102002: CONVEYING, WEIGHT HANDLING EQUIPMENT, OVERHEAD CRANES - Cranes, Movable gantry, 6,000 lb, 12' to 15' range"]
[null,null,null,"13-63 15 13","Portable Bin","Movable storage container, used for relocation or temporary storage purposes.",{"$f":"table.SpaceClassification[[#This Row],[OmniClass Number]] & \": \" & table.SpaceClassification[[#This Row],[OmniClass Title]]","v":"13-63 15 13: Portable Bin"},null,null,null,null,"23-13 39 31 19","Roll Roofing","23-13 39 31 19: Roll Roofing",null,null,20176,"D10 CONVEYING","D1020 WEIGHT HANDLING EQUIPMENT","D102002 OVERHEAD CRANES","Hoists, 15' lift, 1 ton","D102002: CONVEYING, WEIGHT HANDLING EQUIPMENT, OVERHEAD CRANES - Hoists, 15' lift, 1 ton"]
[null,null,null,"13-63 15 15","Vessel Hold","A storage space in a vehicle or craft designed to move across (or through) water.",{"$f":"table.SpaceClassification[[#This Row],[OmniClass Number]] & \": \" & table.SpaceClassification[[#This Row],[OmniClass Title]]","v":"13-63 15 15: Vessel Hold"},null,null,null,null,"23-13 39 33","Roof Decking","23-13 39 33: Roof Decking",null,null,20175,"D10 CONVEYING","D1020 WEIGHT HANDLING EQUIPMENT","D102002 OVERHEAD CRANES","Hoists, 15' lift, 3 ton","D102002: CONVEYING, WEIGHT HANDLING EQUIPMENT, OVERHEAD CRANES - Hoists, 15' lift, 3 ton"]
[null,null,null,"13-63 17 00","Environmentally Controlled Storage Spaces","A facility for cooling and storage of materials at the depot level.",{"$f":"table.SpaceClassification[[#This Row],[OmniClass Number]] & \": \" & table.SpaceClassification[[#This Row],[OmniClass Title]]","v":"13-63 17 00: Environmentally Controlled Storage Spaces"},null,null,null,null,"23-13 39 33 11","Cementitious Deck Roofing","23-13 39 33 11: Cementitious Deck Roofing",null,null,20174,"D10 CONVEYING","D1020 WEIGHT HANDLING EQUIPMENT","D102002 OVERHEAD CRANES","Hoists, 15' lift, 5 ton","D102002: CONVEYING, WEIGHT HANDLING EQUIPMENT, OVERHEAD CRANES - Hoists, 15' lift, 5 ton"]
[null,null,null,"13-63 17 11","Refrigeration Compartment","Space served by refrigeration equipment, used to lower the internal temperature, often for the purposes of storing perishables.",{"$f":"table.SpaceClassification[[#This Row],[OmniClass Number]] & \": \" & table.SpaceClassification[[#This Row],[OmniClass Title]]","v":"13-63 17 11: Refrigeration Compartment"},null,null,null,null,"23-13 39 33 11 11","Cementitious Composite Insulation Deck Roofing","23-13 39 33 11 11: Cementitious Composite Insulation Deck Roofing",null,null,41150,"D10 CONVEYING","D1020 WEIGHT HANDLING EQUIPMENT","D102003 MONORAILS","General","D102003: CONVEYING, WEIGHT HANDLING EQUIPMENT, MONORAILS - General"]
[null,null,null,"13-63 17 13","Freezing Compartment","Space served by equipment to lower the internal temperature below the freezing point of water, often for the purposes of storing perishables.",{"$f":"table.SpaceClassification[[#This Row],[OmniClass Number]] & \": \" & table.SpaceClassification[[#This Row],[OmniClass Title]]","v":"13-63 17 13: Freezing Compartment"},null,null,null,null,"23-13 39 33 11 13","Cementitious Lightweight Cellular Deck Roofing","23-13 39 33 11 13: Cementitious Lightweight Cellular Deck Roofing",null,null,42150,"D10 CONVEYING","D1020 WEIGHT HANDLING EQUIPMENT","D102003 MONORAILS","Other","D102003: CONVEYING, WEIGHT HANDLING EQUIPMENT, MONORAILS - Other"]
[null,null,null,"13-63 17 15","Humidity Controlled Storage Space","A space for storage of materials at a controlled humidity at the depot level.",{"$f":"table.SpaceClassification[[#This Row],[OmniClass Number]] & \": \" & table.SpaceClassification[[#This Row],[OmniClass Title]]","v":"13-63 17 15: Humidity Controlled Storage Space"},null,null,null,null,"23-13 39 33 11 15","Cementitious Lightweight Insulating Deck Roofing","23-13 39 33 11 15: Cementitious Lightweight Insulating Deck Roofing",null,null,43150,"D10 CONVEYING","D1020 WEIGHT HANDLING EQUIPMENT","D102003 MONORAILS","Unknown","D102003: CONVEYING, WEIGHT HANDLING EQUIPMENT, MONORAILS - Unknown"]
[null,null,null,"13-63 17 17","Vacuum Sealed Storage Compartment","Space served by equipment to provide lowered air pressure, often for the purposes of storing perishables.",{"$f":"table.SpaceClassification[[#This Row],[OmniClass Number]] & \": \" & table.SpaceClassification[[#This Row],[OmniClass Title]]","v":"13-63 17 17: Vacuum Sealed Storage Compartment"},null,null,null,null,"23-13 39 33 13","Lightweight Concrete Roofing Insulation","23-13 39 33 13: Lightweight Concrete Roofing Insulation",null,null,21462,"D10 CONVEYING","D1030 ESCALATORS AND MOVING WALKS","D103001 ESCALATORS","General","D103001: CONVEYING, ESCALATORS AND MOVING WALKS, ESCALATORS - General"]
[null,null,null,"13-63 19 00","Specialty Storage Spaces","Spaces for the storage of goods and materials in specialized ways or of special quality or type for long and short terms.",{"$f":"table.SpaceClassification[[#This Row],[OmniClass Number]] & \": \" & table.SpaceClassification[[#This Row],[OmniClass Title]]","v":"13-63 19 00: Specialty Storage Spaces"},null,null,null,null,"23-13 39 33 13 11","Composite Concrete and Insulation Deck Roofing","23-13 39 33 13 11: Composite Concrete and Insulation Deck Roofing",null,null,42151,"D10 CONVEYING","D1030 ESCALATORS AND MOVING WALKS","D103001 ESCALATORS","Other","D103001: CONVEYING, ESCALATORS AND MOVING WALKS, ESCALATORS - Other"]
[null,null,null,"13-63 19 11","Sanitary Storage Room","Space for the storage of sterile or clean items, often in a healthcare setting.",{"$f":"table.SpaceClassification[[#This Row],[OmniClass Number]] & \": \" & table.SpaceClassification[[#This Row],[OmniClass Title]]","v":"13-63 19 11: Sanitary Storage Room"},null,null,null,null,"23-13 39 33 13 13","Lightweight Cellular Concrete Deck Roofing","23-13 39 33 13 13: Lightweight Cellular Concrete Deck Roofing",null,null,43151,"D10 CONVEYING","D1030 ESCALATORS AND MOVING WALKS","D103001 ESCALATORS","Unknown","D103001: CONVEYING, ESCALATORS AND MOVING WALKS, ESCALATORS - Unknown"]
[null,null,null,"13-63 19 13","Soiled Storage Room Space","Space for the storage of used or dirty items prior to cleaning or discard, often in a healthcare setting.",{"$f":"table.SpaceClassification[[#This Row],[OmniClass Number]] & \": \" & table.SpaceClassification[[#This Row],[OmniClass Title]]","v":"13-63 19 13: Soiled Storage Room Space"},null,null,null,null,"23-13 39 33 13 15","Lightweight Insulating Concrete Deck Roofing","23-13 39 33 13 15: Lightweight Insulating Concrete Deck Roofing",null,null,20164,"D10 CONVEYING","D1030 ESCALATORS AND MOVING WALKS","D103001 ESCALATORS","10' hieght, 32\" width","D103001: CONVEYING, ESCALATORS AND MOVING WALKS, ESCALATORS - 10' hieght, 32\" width"]
[null,null,null,"13-63 19 15","Sacristy","A room for keeping vestments (such as the alb and chasuble) and other church furnishings, sacred vessels, and parish records.",{"$f":"table.SpaceClassification[[#This Row],[OmniClass Number]] & \": \" & table.SpaceClassification[[#This Row],[OmniClass Title]]","v":"13-63 19 15: Sacristy"},null,null,null,null,"23-13 39 33 15","Concrete Deck Roofing","23-13 39 33 15: Concrete Deck Roofing",null,null,20163,"D10 CONVEYING","D1030 ESCALATORS AND MOVING WALKS","D103001 ESCALATORS","10' hieght, 48\" width","D103001: CONVEYING, ESCALATORS AND MOVING WALKS, ESCALATORS - 10' hieght, 48\" width"]
[null,null,null,"13-63 19 17","Vestry","A room within or attached to a church which is used to store vestments and other items used in worship. It is usually of sufficient size to allow those using vestments to change into them, and thus in England and elsewhere was often used for meetings dealing with the administration of the local parish.",{"$f":"table.SpaceClassification[[#This Row],[OmniClass Number]] & \": \" & table.SpaceClassification[[#This Row],[OmniClass Title]]","v":"13-63 19 17: Vestry"},null,null,null,null,"23-13 39 33 15 11","Concrete Composite Insulation Deck Roofing","23-13 39 33 15 11: Concrete Composite Insulation Deck Roofing",null,null,20158,"D10 CONVEYING","D1030 ESCALATORS AND MOVING WALKS","D103001 ESCALATORS","15' hieght, 32\" width","D103001: CONVEYING, ESCALATORS AND MOVING WALKS, ESCALATORS - 15' hieght, 32\" width"]
[null,null,null,"13-63 19 19","Hazardous Material Storage Space","A facility for the storage of hazardous materials at the depot level.",{"$f":"table.SpaceClassification[[#This Row],[OmniClass Number]] & \": \" & table.SpaceClassification[[#This Row],[OmniClass Title]]","v":"13-63 19 19: Hazardous Material Storage Space"},null,null,null,null,"23-13 39 33 15 13","Concrete Lightweight Cellular Deck Roofing","23-13 39 33 15 13: Concrete Lightweight Cellular Deck Roofing",null,null,20162,"D10 CONVEYING","D1030 ESCALATORS AND MOVING WALKS","D103001 ESCALATORS","15' hieght, 48\" width","D103001: CONVEYING, ESCALATORS AND MOVING WALKS, ESCALATORS - 15' hieght, 48\" width"]
[null,null,null,"13-63 19 21","Book Stacks","Space for the storage of printed material, with specialized shelving and environmental controls suitable to that task.",{"$f":"table.SpaceClassification[[#This Row],[OmniClass Number]] & \": \" & table.SpaceClassification[[#This Row],[OmniClass Title]]","v":"13-63 19 21: Book Stacks"},null,null,null,null,"23-13 39 33 15 15","Concrete Lightweight Insulating Deck Roofing","23-13 39 33 15 15: Concrete Lightweight Insulating Deck Roofing",null,null,20165,"D10 CONVEYING","D1030 ESCALATORS AND MOVING WALKS","D103001 ESCALATORS","20' hieght, 32\" width","D103001: CONVEYING, ESCALATORS AND MOVING WALKS, ESCALATORS - 20' hieght, 32\" width"]
[null,null,null,"13-63 19 23","Baggage Claim","A space in an airport terminal or other transportation hub where one claims checked-in baggage after disembarking.",{"$f":"table.SpaceClassification[[#This Row],[OmniClass Number]] & \": \" & table.SpaceClassification[[#This Row],[OmniClass Title]]","v":"13-63 19 23: Baggage Claim"},null,null,null,null,"23-13 39 33 17","Concrete Roof Topping","23-13 39 33 17: Concrete Roof Topping",null,null,20161,"D10 CONVEYING","D1030 ESCALATORS AND MOVING WALKS","D103001 ESCALATORS","20' hieght, 48\" width","D103001: CONVEYING, ESCALATORS AND MOVING WALKS, ESCALATORS - 20' hieght, 48\" width"]
[null,null,null,"13-63 19 25","Evidence Room","A secure room where vital evidence is kept until it can be used in court or in the investigation and prosecution of a crime.",{"$f":"table.SpaceClassification[[#This Row],[OmniClass Number]] & \": \" & table.SpaceClassification[[#This Row],[OmniClass Title]]","v":"13-63 19 25: Evidence Room"},null,null,null,null,"23-13 39 35","Roof Finishing Coatings","23-13 39 35: Roof Finishing Coatings",null,null,20160,"D10 CONVEYING","D1030 ESCALATORS AND MOVING WALKS","D103001 ESCALATORS","25' hieght, 32\" width","D103001: CONVEYING, ESCALATORS AND MOVING WALKS, ESCALATORS - 25' hieght, 32\" width"]
[null,null,null,"13-63 19 27","Vehicle Impound Lot","A space for the storage of abandoned, towed, or disabled vehicles, either for short term prior to claim by their owners, or for longer term prior to auction or disposal.",{"$f":"table.SpaceClassification[[#This Row],[OmniClass Number]] & \": \" & table.SpaceClassification[[#This Row],[OmniClass Title]]","v":"13-63 19 27: Vehicle Impound Lot"},"pound",null,null,null,"23-13 39 37","Renovation Products for Roof Coverings and Claddings","23-13 39 37: Renovation Products for Roof Coverings and Claddings",null,null,20159,"D10 CONVEYING","D1030 ESCALATORS AND MOVING WALKS","D103001 ESCALATORS","25' hieght, 48\" width","D103001: CONVEYING, ESCALATORS AND MOVING WALKS, ESCALATORS - 25' hieght, 48\" width"]
[null,null,null,"13-63 19 29","Operating Fuel Storage","Storage tanks that provide an operating and reserve supply of fuel.  Cost factors are based on a 5000 GA tank.",{"$f":"table.SpaceClassification[[#This Row],[OmniClass Number]] & \": \" & table.SpaceClassification[[#This Row],[OmniClass Title]]","v":"13-63 19 29: Operating Fuel Storage"},null,null,null,null,"23-13 41 11","Roof Edgings and Trims","23-13 41 11: Roof Edgings and Trims",null,null,21463,"D10 CONVEYING","D1030 ESCALATORS AND MOVING WALKS","D103002 MOVING WALKS","General","D103002: CONVEYING, ESCALATORS AND MOVING WALKS, MOVING WALKS - General"]
[null,null,null,"13-65 00 00","Private Residential Spaces","Space used to provide accommodation for people when not at work. The accommodation provides facilities for sleeping and relaxation and usually cooking, eating, cleaning.",{"$f":"table.SpaceClassification[[#This Row],[OmniClass Number]] & \": \" & table.SpaceClassification[[#This Row],[OmniClass Title]]","v":"13-65 00 00: Private Residential Spaces"},null,null,null,null,"23-13 41 11 11","Roof Copings","23-13 41 11 11: Roof Copings",null,null,42152,"D10 CONVEYING","D1030 ESCALATORS AND MOVING WALKS","D103002 MOVING WALKS","Other","D103002: CONVEYING, ESCALATORS AND MOVING WALKS, MOVING WALKS - Other"]
[null,null,null,"13-65 11 00","On-call Room","Space where workers on standby are able to sleep, such as in hospitals.",{"$f":"table.SpaceClassification[[#This Row],[OmniClass Number]] & \": \" & table.SpaceClassification[[#This Row],[OmniClass Title]]","v":"13-65 11 00: On-call Room"},null,null,null,null,"23-13 41 11 13","Roof Counterflashing Systems","23-13 41 11 13: Roof Counterflashing Systems",null,null,43152,"D10 CONVEYING","D1030 ESCALATORS AND MOVING WALKS","D103002 MOVING WALKS","Unknown","D103002: CONVEYING, ESCALATORS AND MOVING WALKS, MOVING WALKS - Unknown"]
[null,null,null,"13-65 13 00","Bathroom","Either a \"full bathroom,\" containing a bathtub or shower, toilet, and sink or a \"half (1/2) bath\" (or \"powder room\") containing just a toilet and sink.",{"$f":"table.SpaceClassification[[#This Row],[OmniClass Number]] & \": \" & table.SpaceClassification[[#This Row],[OmniClass Title]]","v":"13-65 13 00: Bathroom"},"handicap,13-23 17 00,13-23 17 11,13-23 17 13,13-23 17 15",null,null,null,"23-13 41 11 15","Roof Gravel Stops","23-13 41 11 15: Roof Gravel Stops",null,null,20167,"D10 CONVEYING","D1030 ESCALATORS AND MOVING WALKS","D103002 MOVING WALKS","Flat, 2'-0\" width","D103002: CONVEYING, ESCALATORS AND MOVING WALKS, MOVING WALKS - Flat, 2'-0\" width"]
[null,null,null,"13-65 13 11","Shower Space","A space in which one bathes underneath a spray of water.",{"$f":"table.SpaceClassification[[#This Row],[OmniClass Number]] & \": \" & table.SpaceClassification[[#This Row],[OmniClass Title]]","v":"13-65 13 11: Shower Space"},null,null,null,null,"23-13 41 11 17","Roof Fascias","23-13 41 11 17: Roof Fascias",null,null,20168,"D10 CONVEYING","D1030 ESCALATORS AND MOVING WALKS","D103002 MOVING WALKS","Flat, 3'-4\" width","D103002: CONVEYING, ESCALATORS AND MOVING WALKS, MOVING WALKS - Flat, 3'-4\" width"]
[null,null,null,"13-65 13 13","Toilet Space","A space containing a toilet or similar fixture that disposes of human waste by using water to flush it through a drainpipe to another location.",{"$f":"table.SpaceClassification[[#This Row],[OmniClass Number]] & \": \" & table.SpaceClassification[[#This Row],[OmniClass Title]]","v":"13-65 13 13: Toilet Space"},"bathroom,handicap,13-23 17 00,13-23 17 11,13-23 17 13,13-23 17 15",null,null,null,"23-13 41 11 19","Roof Reglets","23-13 41 11 19: Roof Reglets",null,null,20166,"D10 CONVEYING","D1030 ESCALATORS AND MOVING WALKS","D103002 MOVING WALKS","Ramp, 3'4\" width","D103002: CONVEYING, ESCALATORS AND MOVING WALKS, MOVING WALKS - Ramp, 3'4\" width"]
[null,null,null,"13-65 13 15","Ablution Room","Space for washing one's body or part of it.",{"$f":"table.SpaceClassification[[#This Row],[OmniClass Number]] & \": \" & table.SpaceClassification[[#This Row],[OmniClass Title]]","v":"13-65 13 15: Ablution Room"},null,null,null,null,"23-13 41 11 21","Roof Scuppers","23-13 41 11 21: Roof Scuppers",null,null,41153,"D10 CONVEYING","D1030 ESCALATORS AND MOVING WALKS","D103090 OTHER MOVING STAIRS & WALKS","General","D103090: CONVEYING, ESCALATORS AND MOVING WALKS, OTHER MOVING STAIRS & WALKS - General"]
[null,null,null,"13-65 13 17","Combination Toilet and Bathing Space","Space used for both toilet and bathing functions and related personal grooming.",{"$f":"table.SpaceClassification[[#This Row],[OmniClass Number]] & \": \" & table.SpaceClassification[[#This Row],[OmniClass Title]]","v":"13-65 13 17: Combination Toilet and Bathing Space"},null,null,null,null,"23-13 41 13","Roof Flashings","23-13 41 13: Roof Flashings",null,null,21464,"D10 CONVEYING","D1030 ESCALATORS AND MOVING WALKS","D103090 OTHER MOVING STAIRS & WALKS","Other","D103090: CONVEYING, ESCALATORS AND MOVING WALKS, OTHER MOVING STAIRS & WALKS - Other"]
[null,null,null,"13-65 15 00","Mud Room","An entryway or hall that is generally located at the front entrance of a house, designed to be an easy-to-clean transition space.",{"$f":"table.SpaceClassification[[#This Row],[OmniClass Number]] & \": \" & table.SpaceClassification[[#This Row],[OmniClass Title]]","v":"13-65 15 00: Mud Room"},null,null,null,null,"23-13 41 13 11","Laminated Sheet Flexible Roof Flashings","23-13 41 13 11: Laminated Sheet Flexible Roof Flashings",null,null,43153,"D10 CONVEYING","D1030 ESCALATORS AND MOVING WALKS","D103090 OTHER MOVING STAIRS & WALKS","Unknown","D103090: CONVEYING, ESCALATORS AND MOVING WALKS, OTHER MOVING STAIRS & WALKS - Unknown"]
[null,null,null,"13-65 17 00","Laundry Room","A room where clothes are washed.",{"$f":"table.SpaceClassification[[#This Row],[OmniClass Number]] & \": \" & table.SpaceClassification[[#This Row],[OmniClass Title]]","v":"13-65 17 00: Laundry Room"},null,null,null,null,"23-13 41 13 13","Modified Bituminous Sheet Flexible Roof Flashings","23-13 41 13 13: Modified Bituminous Sheet Flexible Roof Flashings",null,null,21619,"D10 CONVEYING","D1090 OTHER CONVEYING SYSTEMS","D109001 PNEUMATIC TUBE SYSTEMS","General","D109001: CONVEYING, OTHER CONVEYING SYSTEMS, PNEUMATIC TUBE SYSTEMS - General"]
[null,null,null,"13-65 19 00","Bedroom","A private room where people sleep for the night.",{"$f":"table.SpaceClassification[[#This Row],[OmniClass Number]] & \": \" & table.SpaceClassification[[#This Row],[OmniClass Title]]","v":"13-65 19 00: Bedroom"},"barracks",null,null,null,"23-13 41 13 15","Plastic Sheet Flexible Roof Flashings","23-13 41 13 15: Plastic Sheet Flexible Roof Flashings",null,null,42154,"D10 CONVEYING","D1090 OTHER CONVEYING SYSTEMS","D109001 PNEUMATIC TUBE SYSTEMS","Other","D109001: CONVEYING, OTHER CONVEYING SYSTEMS, PNEUMATIC TUBE SYSTEMS - Other"]
[null,null,null,"13-65 19 11","Mental Health Resident Bedroom","Space used in non-acute healthcare settings to provide sleeping accommodations for a resident.",{"$f":"table.SpaceClassification[[#This Row],[OmniClass Number]] & \": \" & table.SpaceClassification[[#This Row],[OmniClass Title]]","v":"13-65 19 11: Mental Health Resident Bedroom"},null,null,null,null,"23-13 41 13 17","Rubber Sheet Flexible Roof Flashings","23-13 41 13 17: Rubber Sheet Flexible Roof Flashings",null,null,43154,"D10 CONVEYING","D1090 OTHER CONVEYING SYSTEMS","D109001 PNEUMATIC TUBE SYSTEMS","Unknown","D109001: CONVEYING, OTHER CONVEYING SYSTEMS, PNEUMATIC TUBE SYSTEMS - Unknown"]
[null,null,null,"13-65 19 13","Mental Health Resident Bedroom, Bariatric","Space used for housing residents who are morbidly obese in a non-hospital, residential setting.",{"$f":"table.SpaceClassification[[#This Row],[OmniClass Number]] & \": \" & table.SpaceClassification[[#This Row],[OmniClass Title]]","v":"13-65 19 13: Mental Health Resident Bedroom, Bariatric"},null,null,null,null,"23-13 41 13 19","Self Adhering Sheet Flexible Roof Flashings","23-13 41 13 19: Self Adhering Sheet Flexible Roof Flashings",null,null,21465,"D10 CONVEYING","D1090 OTHER CONVEYING SYSTEMS","D109002 CONVEYORS","General","D109002: CONVEYING, OTHER CONVEYING SYSTEMS, CONVEYORS - General"]
[null,null,null,"13-65 21 00","Nursery","A bedroom within a house or other dwelling set aside for an infant or toddler.",{"$f":"table.SpaceClassification[[#This Row],[OmniClass Number]] & \": \" & table.SpaceClassification[[#This Row],[OmniClass Title]]","v":"13-65 21 00: Nursery"},null,null,null,null,"23-13 41 13 21","Roof Vent Flashings","23-13 41 13 21: Roof Vent Flashings",null,null,42155,"D10 CONVEYING","D1090 OTHER CONVEYING SYSTEMS","D109002 CONVEYORS","Other","D109002: CONVEYING, OTHER CONVEYING SYSTEMS, CONVEYORS - Other"]
[null,null,null,"13-65 23 00","Kitchen","A room or part of a room used for cooking and food preparation.",{"$f":"table.SpaceClassification[[#This Row],[OmniClass Number]] & \": \" & table.SpaceClassification[[#This Row],[OmniClass Title]]","v":"13-65 23 00: Kitchen"},"barracks",null,null,null,"23-13 41 13 23","Roof Flashing Drip Caps","23-13 41 13 23: Roof Flashing Drip Caps",null,null,43155,"D10 CONVEYING","D1090 OTHER CONVEYING SYSTEMS","D109002 CONVEYORS","Unknown","D109002: CONVEYING, OTHER CONVEYING SYSTEMS, CONVEYORS - Unknown"]
[null,null,null,"13-67 00 00","Alternate Workplace","Space that is used to accommodate employees during the workday but which are not part of the institution's real estate portfolio.",{"$f":"table.SpaceClassification[[#This Row],[OmniClass Number]] & \": \" & table.SpaceClassification[[#This Row],[OmniClass Title]]","v":"13-67 00 00: Alternate Workplace"},null,null,null,null,"23-13 41 13 25","Roof Penetration Flashings","23-13 41 13 25: Roof Penetration Flashings",null,null,20170,"D10 CONVEYING","D1090 OTHER CONVEYING SYSTEMS","D109002 CONVEYORS","Horizontal belt, 27' length","D109002: CONVEYING, OTHER CONVEYING SYSTEMS, CONVEYORS - Horizontal belt, 27' length"]
[null,null,null,"13-67 11 00","Customer Site","Specific dedicated space at a customer's site which is used by employees.",{"$f":"table.SpaceClassification[[#This Row],[OmniClass Number]] & \": \" & table.SpaceClassification[[#This Row],[OmniClass Title]]","v":"13-67 11 00: Customer Site"},null,null,null,null,"23-13 41 15","Roof Expansion Joints","23-13 41 15: Roof Expansion Joints",null,null,20171,"D10 CONVEYING","D1090 OTHER CONVEYING SYSTEMS","D109002 CONVEYORS","Horizontal belt, 42' length","D109002: CONVEYING, OTHER CONVEYING SYSTEMS, CONVEYORS - Horizontal belt, 42' length"]
[null,null,null,"13-67 13 00","Home Office","Space used as an office within the home of an employee.",{"$f":"table.SpaceClassification[[#This Row],[OmniClass Number]] & \": \" & table.SpaceClassification[[#This Row],[OmniClass Title]]","v":"13-67 13 00: Home Office"},null,null,null,null,"23-13 41 17","Roof Vents","23-13 41 17: Roof Vents",null,null,20172,"D10 CONVEYING","D1090 OTHER CONVEYING SYSTEMS","D109002 CONVEYORS","Horizontal belt, 62' length","D109002: CONVEYING, OTHER CONVEYING SYSTEMS, CONVEYORS - Horizontal belt, 62' length"]
[null,null,null,"13-67 15 00","Rent-An-Office","A short-term office rental which is typically by the room and may have office services provided.",{"$f":"table.SpaceClassification[[#This Row],[OmniClass Number]] & \": \" & table.SpaceClassification[[#This Row],[OmniClass Title]]","v":"13-67 15 00: Rent-An-Office"},null,null,null,null,"23-13 41 17 11","Roof Relief Vents","23-13 41 17 11: Roof Relief Vents",null,null,20169,"D10 CONVEYING","D1090 OTHER CONVEYING SYSTEMS","D109002 CONVEYORS","Inclined belt, 28' length","D109002: CONVEYING, OTHER CONVEYING SYSTEMS, CONVEYORS - Inclined belt, 28' length"]
[null,null,null,"13-67 17 00","No Fixed Location","The implied space to support personnel who have no designed work location.",{"$f":"table.SpaceClassification[[#This Row],[OmniClass Number]] & \": \" & table.SpaceClassification[[#This Row],[OmniClass Title]]","v":"13-67 17 00: No Fixed Location"},null,null,null,null,"23-13 41 17 13","Roof Ridge Vents","23-13 41 17 13: Roof Ridge Vents",null,null,41156,"D10 CONVEYING","D1090 OTHER CONVEYING SYSTEMS","D109003 LINEN, TRASH, AND MAIL CHUTES","General","D109003: CONVEYING, OTHER CONVEYING SYSTEMS, LINEN, TRASH, AND MAIL CHUTES - General"]
[null,null,null,"13-67 19 00","Supplier Site","Specific dedicated space at a supplier site which is used by employees.",{"$f":"table.SpaceClassification[[#This Row],[OmniClass Number]] & \": \" & table.SpaceClassification[[#This Row],[OmniClass Title]]","v":"13-67 19 00: Supplier Site"},null,null,null,null,"23-13 41 17 15","Roof Smoke Vents","23-13 41 17 15: Roof Smoke Vents",null,null,42156,"D10 CONVEYING","D1090 OTHER CONVEYING SYSTEMS","D109003 LINEN, TRASH, AND MAIL CHUTES","Other","D109003: CONVEYING, OTHER CONVEYING SYSTEMS, LINEN, TRASH, AND MAIL CHUTES - Other"]
[null,null,null,"13-69 00 00","Building Associated Spaces ",null,{"$f":"table.SpaceClassification[[#This Row],[OmniClass Number]] & \": \" & table.SpaceClassification[[#This Row],[OmniClass Title]]","v":"13-69 00 00: Building Associated Spaces "},null,null,null,null,"23-13 41 17 17","Gravity Roof Vents","23-13 41 17 17: Gravity Roof Vents",null,null,43156,"D10 CONVEYING","D1090 OTHER CONVEYING SYSTEMS","D109003 LINEN, TRASH, AND MAIL CHUTES","Unknown","D109003: CONVEYING, OTHER CONVEYING SYSTEMS, LINEN, TRASH, AND MAIL CHUTES - Unknown"]
[null,null,null,"13-69 11 00","Roof","A construct oriented more than 15º from vertical that Encloses the interior of a Building underneath from the exterior above, affording protection from the elements appropriate to the occupancy and the local climate.",{"$f":"table.SpaceClassification[[#This Row],[OmniClass Number]] & \": \" & table.SpaceClassification[[#This Row],[OmniClass Title]]","v":"13-69 11 00: Roof"},null,null,null,null,"23-13 41 17 19","Automatic Roof Vents","23-13 41 17 19: Automatic Roof Vents",null,null,40002,"D10 CONVEYING","D1090 OTHER CONVEYING SYSTEMS","D109003 LINEN, TRASH, AND MAIL CHUTES","Chute - Linen / Refuse","D109003: CONVEYING, OTHER CONVEYING SYSTEMS, LINEN, TRASH, AND MAIL CHUTES - Chute - Linen / Refuse"]
[null,null,null,"13-69 13 00","Roof Terrace","An unenclosed horizontal Roof (other than a Plaza) with a Load Bearing surface intended for use along with other appropriate and required features such as railings.",{"$f":"table.SpaceClassification[[#This Row],[OmniClass Number]] & \": \" & table.SpaceClassification[[#This Row],[OmniClass Title]]","v":"13-69 13 00: Roof Terrace"},null,null,null,null,"23-13 41 17 21","Fire Vents","23-13 41 17 21: Fire Vents",null,null,40001,"D10 CONVEYING","D1090 OTHER CONVEYING SYSTEMS","D109003 LINEN, TRASH, AND MAIL CHUTES","Chute - Personnel","D109003: CONVEYING, OTHER CONVEYING SYSTEMS, LINEN, TRASH, AND MAIL CHUTES - Chute - Personnel"]
[null,null,null,"13-69 15 00","Penthouse","Fully enclosed Floor area located on the Roof level of a Building that occupies less than all of the Roof.",{"$f":"table.SpaceClassification[[#This Row],[OmniClass Number]] & \": \" & table.SpaceClassification[[#This Row],[OmniClass Title]]","v":"13-69 15 00: Penthouse"},null,null,null,null,"23-13 41 19","Roof Walkways","23-13 41 19: Roof Walkways",null,null,40000,"D10 CONVEYING","D1090 OTHER CONVEYING SYSTEMS","D109003 LINEN, TRASH, AND MAIL CHUTES","Chutes","D109003: CONVEYING, OTHER CONVEYING SYSTEMS, LINEN, TRASH, AND MAIL CHUTES - Chutes"]
[null,null,null,"13-69 17 00","Antenna Farm","Space designed to support communications antenna.",{"$f":"table.SpaceClassification[[#This Row],[OmniClass Number]] & \": \" & table.SpaceClassification[[#This Row],[OmniClass Title]]","v":"13-69 17 00: Antenna Farm"},null,null,null,null,"23-13 41 19 11","Roof Pavers","23-13 41 19 11: Roof Pavers",null,null,41158,"D10 CONVEYING","D1090 OTHER CONVEYING SYSTEMS","D109004 TURNTABLES","General","D109004: CONVEYING, OTHER CONVEYING SYSTEMS, TURNTABLES - General"]
[null,null,null,"13-69 19 00","Heliport","Space designed to support the arrival and departure of helicopters.",{"$f":"table.SpaceClassification[[#This Row],[OmniClass Number]] & \": \" & table.SpaceClassification[[#This Row],[OmniClass Title]]","v":"13-69 19 00: Heliport"},null,null,null,null,"23-13 41 19 11 11","Precast Concrete Roof Pavers","23-13 41 19 11 11: Precast Concrete Roof Pavers",null,null,42158,"D10 CONVEYING","D1090 OTHER CONVEYING SYSTEMS","D109004 TURNTABLES","Other","D109004: CONVEYING, OTHER CONVEYING SYSTEMS, TURNTABLES - Other"]
[null,null,null,"13-69 21 00","Balcony","A horizontal extension of an adjacent floor outside the exterior enclosure of a building that is not a roof.",{"$f":"table.SpaceClassification[[#This Row],[OmniClass Number]] & \": \" & table.SpaceClassification[[#This Row],[OmniClass Title]]","v":"13-69 21 00: Balcony"},null,null,null,null,"23-13 41 19 11 13","Pedestals Roof Pavers","23-13 41 19 11 13: Pedestals Roof Pavers",null,null,43158,"D10 CONVEYING","D1090 OTHER CONVEYING SYSTEMS","D109004 TURNTABLES","Unknown","D109004: CONVEYING, OTHER CONVEYING SYSTEMS, TURNTABLES - Unknown"]
[null,null,null,"13-69 23 00","Deck","An unenclosed surface contiguous with a Building that is suitable for use by an occupant and supported by structure above the ground.",{"$f":"table.SpaceClassification[[#This Row],[OmniClass Number]] & \": \" & table.SpaceClassification[[#This Row],[OmniClass Title]]","v":"13-69 23 00: Deck"},null,null,null,null,"23-13 41 19 13","Roof Treads","23-13 41 19 13: Roof Treads",null,null,41159,"D10 CONVEYING","D1090 OTHER CONVEYING SYSTEMS","D109005 OPERABLE SCAFFOLDING","General","D109005: CONVEYING, OTHER CONVEYING SYSTEMS, OPERABLE SCAFFOLDING - General"]
[null,null,null,"13-69 25 00","Pedestrian Travel Spaces","Spaces for travel by people on foot.",{"$f":"table.SpaceClassification[[#This Row],[OmniClass Number]] & \": \" & table.SpaceClassification[[#This Row],[OmniClass Title]]","v":"13-69 25 00: Pedestrian Travel Spaces"},null,null,null,null,"23-13 41 19 13 11","Rubber Roof Treads","23-13 41 19 13 11: Rubber Roof Treads",null,null,42159,"D10 CONVEYING","D1090 OTHER CONVEYING SYSTEMS","D109005 OPERABLE SCAFFOLDING","Other","D109005: CONVEYING, OTHER CONVEYING SYSTEMS, OPERABLE SCAFFOLDING - Other"]
[null,null,null,"13-69 25 11","Sidewalk","A pathway constructed to support pedestrian traffic.  Construction is of concrete, asphalt, paving blocks, gravel, or the like.",{"$f":"table.SpaceClassification[[#This Row],[OmniClass Number]] & \": \" & table.SpaceClassification[[#This Row],[OmniClass Title]]","v":"13-69 25 11: Sidewalk"},null,null,null,null,"23-13 41 21","Roof Snow Guards","23-13 41 21: Roof Snow Guards",null,null,43159,"D10 CONVEYING","D1090 OTHER CONVEYING SYSTEMS","D109005 OPERABLE SCAFFOLDING","Unknown","D109005: CONVEYING, OTHER CONVEYING SYSTEMS, OPERABLE SCAFFOLDING - Unknown"]
[null,null,null,"13-69 25 13","Pedestrian Way","A decorative path for travel by people on foot.",{"$f":"table.SpaceClassification[[#This Row],[OmniClass Number]] & \": \" & table.SpaceClassification[[#This Row],[OmniClass Title]]","v":"13-69 25 13: Pedestrian Way"},null,null,null,null,"23-13 41 23","Roof Piping Portals","23-13 41 23: Roof Piping Portals",null,null,41161,"D10 CONVEYING","D1090 OTHER CONVEYING SYSTEMS","D109006 TRANSPORTATION SYSTEMS","General","D109006: CONVEYING, OTHER CONVEYING SYSTEMS, TRANSPORTATION SYSTEMS - General"]
[null,null,null,"13-69 25 15","Pedestrian Bridge","Bridges that support walkway crossing of a river, underpass, or similar gap.",{"$f":"table.SpaceClassification[[#This Row],[OmniClass Number]] & \": \" & table.SpaceClassification[[#This Row],[OmniClass Title]]","v":"13-69 25 15: Pedestrian Bridge"},null,null,null,null,"23-13 41 25","Roof Domes","23-13 41 25: Roof Domes",null,null,42161,"D10 CONVEYING","D1090 OTHER CONVEYING SYSTEMS","D109006 TRANSPORTATION SYSTEMS","Other","D109006: CONVEYING, OTHER CONVEYING SYSTEMS, TRANSPORTATION SYSTEMS - Other"]
[null,null,null,"13-69 25 17","Footpath","Trail, which runs through a park or rural area, or which is a path of travel for recreation and/or transportation within a park, natural environment, or designated corridor that is not classified as a highway, road, or street.",{"$f":"table.SpaceClassification[[#This Row],[OmniClass Number]] & \": \" & table.SpaceClassification[[#This Row],[OmniClass Title]]","v":"13-69 25 17: Footpath"},null,null,null,null,"23-13 41 27","Roof Turrets","23-13 41 27: Roof Turrets",null,null,43161,"D10 CONVEYING","D1090 OTHER CONVEYING SYSTEMS","D109006 TRANSPORTATION SYSTEMS","Unknown","D109006: CONVEYING, OTHER CONVEYING SYSTEMS, TRANSPORTATION SYSTEMS - Unknown"]
[null,null,null,"13-69 25 19","Trail","A simple thoroughfare used for travel on foot or possibly by horse, bicycle or other simple device that is not a highway or associated with a highway.",{"$f":"table.SpaceClassification[[#This Row],[OmniClass Number]] & \": \" & table.SpaceClassification[[#This Row],[OmniClass Title]]","v":"13-69 25 19: Trail"},null,null,null,null,"23-13 41 29","Roof Lanterns","23-13 41 29: Roof Lanterns",null,null,41162,"D10 CONVEYING","D1090 OTHER CONVEYING SYSTEMS","D109090 OTHER MATERIAL HANDLING SYSTEMS","General","D109090: CONVEYING, OTHER CONVEYING SYSTEMS, OTHER MATERIAL HANDLING SYSTEMS - General"]
[null,null,null,"13-69 25 21","Gangway","An aisle or walkway between apartment buildings or houses, or any raised walkway or platform.",{"$f":"table.SpaceClassification[[#This Row],[OmniClass Number]] & \": \" & table.SpaceClassification[[#This Row],[OmniClass Title]]","v":"13-69 25 21: Gangway"},null,null,null,null,"23-13 41 31","Roof Curb","23-13 41 31: Roof Curb",null,null,21467,"D10 CONVEYING","D1090 OTHER CONVEYING SYSTEMS","D109090 OTHER MATERIAL HANDLING SYSTEMS","Other","D109090: CONVEYING, OTHER CONVEYING SYSTEMS, OTHER MATERIAL HANDLING SYSTEMS - Other"]
[null,null,null,"13-69 25 21","Gangway","An aisle or walkway between apartment buildings or houses, or any raised walkway or platform.",{"$f":"table.SpaceClassification[[#This Row],[OmniClass Number]] & \": \" & table.SpaceClassification[[#This Row],[OmniClass Title]]","v":"13-69 25 21: Gangway"},null,null,null,null,"23-13 41 31 11","Structural Roof Curb","23-13 41 31 11: Structural Roof Curb",null,null,43162,"D10 CONVEYING","D1090 OTHER CONVEYING SYSTEMS","D109090 OTHER MATERIAL HANDLING SYSTEMS","Unknown","D109090: CONVEYING, OTHER CONVEYING SYSTEMS, OTHER MATERIAL HANDLING SYSTEMS - Unknown"]
[null,null,null,null,null,null,null,null,null,null,null,"23-13 41 31 13","Acoustical Roof Curb","23-13 41 31 13: Acoustical Roof Curb",null,null,21479,"D20 PLUMBING","D2010 PLUMBING FIXTURES","D201001 WATERCLOSETS","General","D201001: PLUMBING, PLUMBING FIXTURES, WATERCLOSETS - General"]
[null,null,null,null,null,null,null,null,null,null,null,"23-13 41 31 15","Manufactured Roof Curbs","23-13 41 31 15: Manufactured Roof Curbs",null,null,42163,"D20 PLUMBING","D2010 PLUMBING FIXTURES","D201001 WATERCLOSETS","Other","D201001: PLUMBING, PLUMBING FIXTURES, WATERCLOSETS - Other"]
[null,null,null,null,null,null,null,null,null,null,null,"23-13 41 33","Roof Gutters","23-13 41 33: Roof Gutters",null,null,43163,"D20 PLUMBING","D2010 PLUMBING FIXTURES","D201001 WATERCLOSETS","Unknown","D201001: PLUMBING, PLUMBING FIXTURES, WATERCLOSETS - Unknown"]
[null,null,null,null,null,null,null,null,null,null,null,"23-13 41 35","Roof Soffits","23-13 41 35: Roof Soffits",null,null,44013,"D20 PLUMBING","D2010 PLUMBING FIXTURES","D201001 WATERCLOSETS","Stainless","D201001: PLUMBING, PLUMBING FIXTURES, WATERCLOSETS - Stainless"]
[null,null,null,null,null,null,null,null,null,null,null,"23-13 41 37","Roof Splash Blocks","23-13 41 37: Roof Splash Blocks",null,null,21478,"D20 PLUMBING","D2010 PLUMBING FIXTURES","D201002 URINALS","General","D201002: PLUMBING, PLUMBING FIXTURES, URINALS - General"]
[null,null,null,null,null,null,null,null,null,null,null,"23-13 41 39","Roof Drains","23-13 41 39: Roof Drains",null,null,42164,"D20 PLUMBING","D2010 PLUMBING FIXTURES","D201002 URINALS","Other","D201002: PLUMBING, PLUMBING FIXTURES, URINALS - Other"]
[null,null,null,null,null,null,null,null,null,null,null,"23-13 41 39 11","Roof Downspouts","23-13 41 39 11: Roof Downspouts",null,null,43164,"D20 PLUMBING","D2010 PLUMBING FIXTURES","D201002 URINALS","Unknown","D201002: PLUMBING, PLUMBING FIXTURES, URINALS - Unknown"]
[null,null,null,null,null,null,null,null,null,null,null,"23-13 41 39 13","Roof Drains With Strainer","23-13 41 39 13: Roof Drains With Strainer",null,null,44014,"D20 PLUMBING","D2010 PLUMBING FIXTURES","D201002 URINALS","Stainless","D201002: PLUMBING, PLUMBING FIXTURES, URINALS - Stainless"]
[null,null,null,null,null,null,null,null,null,null,null,"23-13 41 39 15","Roof Drains Without Strainer","23-13 41 39 15: Roof Drains Without Strainer",null,null,21477,"D20 PLUMBING","D2010 PLUMBING FIXTURES","D201003 LAVATORIES","General","D201003: PLUMBING, PLUMBING FIXTURES, LAVATORIES - General"]
[null,null,null,null,null,null,null,null,null,null,null,"23-13 41 39 17","Eavestroughs","23-13 41 39 17: Eavestroughs",null,null,42165,"D20 PLUMBING","D2010 PLUMBING FIXTURES","D201003 LAVATORIES","Other","D201003: PLUMBING, PLUMBING FIXTURES, LAVATORIES - Other"]
[null,null,null,null,null,null,null,null,null,null,null,"23-13 41 39 17 11","Mechanical Fasteners for Downspouts","23-13 41 39 17 11: Mechanical Fasteners for Downspouts",null,null,43165,"D20 PLUMBING","D2010 PLUMBING FIXTURES","D201003 LAVATORIES","Unknown","D201003: PLUMBING, PLUMBING FIXTURES, LAVATORIES - Unknown"]
[null,null,null,null,null,null,null,null,null,null,null,"23-13 41 39 17 13","Downspout Strainers","23-13 41 39 17 13: Downspout Strainers",null,null,44015,"D20 PLUMBING","D2010 PLUMBING FIXTURES","D201003 LAVATORIES","Stainless","D201003: PLUMBING, PLUMBING FIXTURES, LAVATORIES - Stainless"]
[null,null,null,null,null,null,null,null,null,null,null,"23-13 41 39 19","Siphonic Roof Drains","23-13 41 39 19: Siphonic Roof Drains",null,null,41166,"D20 PLUMBING","D2010 PLUMBING FIXTURES","D201004 SINKS","General","D201004: PLUMBING, PLUMBING FIXTURES, SINKS - General"]
[null,null,null,null,null,null,null,null,null,null,null,"23-15 11 11","Fixed Partitions","23-15 11 11: Fixed Partitions",null,null,42166,"D20 PLUMBING","D2010 PLUMBING FIXTURES","D201004 SINKS","Other","D201004: PLUMBING, PLUMBING FIXTURES, SINKS - Other"]
[null,null,null,null,null,null,null,null,null,null,null,"23-15 11 11 11","Gypsum Board Fixed Partitions","23-15 11 11 11: Gypsum Board Fixed Partitions",null,null,43166,"D20 PLUMBING","D2010 PLUMBING FIXTURES","D201004 SINKS","Unknown","D201004: PLUMBING, PLUMBING FIXTURES, SINKS - Unknown"]
[null,null,null,null,null,null,null,null,null,null,null,"23-15 11 11 11 11","Metal Framed Gypsum Board Fixed Partitions","23-15 11 11 11 11: Metal Framed Gypsum Board Fixed Partitions",null,null,21473,"D20 PLUMBING","D2010 PLUMBING FIXTURES","D201004 SINKS","Group Wash Fountain","D201004: PLUMBING, PLUMBING FIXTURES, SINKS - Group Wash Fountain"]
[null,null,null,null,null,null,null,null,null,null,null,"23-15 11 11 11 13","Wood Framed Gypsum Board Fixed Partitions","23-15 11 11 11 13: Wood Framed Gypsum Board Fixed Partitions",null,null,21468,"D20 PLUMBING","D2010 PLUMBING FIXTURES","D201004 SINKS","Kitchen Sink","D201004: PLUMBING, PLUMBING FIXTURES, SINKS - Kitchen Sink"]
[null,null,null,null,null,null,null,null,null,null,null,"23-15 11 11 13","Plaster Fixed Partitions","23-15 11 11 13: Plaster Fixed Partitions",null,null,21481,"D20 PLUMBING","D2010 PLUMBING FIXTURES","D201004 SINKS","Laboratory Sink","D201004: PLUMBING, PLUMBING FIXTURES, SINKS - Laboratory Sink"]
[null,null,null,null,null,null,null,null,null,null,null,"23-15 11 11 13 11","Gypsum Plaster Fixed Partitions","23-15 11 11 13 11: Gypsum Plaster Fixed Partitions",null,null,21476,"D20 PLUMBING","D2010 PLUMBING FIXTURES","D201004 SINKS","Laundry Sink","D201004: PLUMBING, PLUMBING FIXTURES, SINKS - Laundry Sink"]
[null,null,null,null,null,null,null,null,null,null,null,"23-15 11 11 13 13","Portland Cement Plaster Fixed Partitions","23-15 11 11 13 13: Portland Cement Plaster Fixed Partitions",null,null,21475,"D20 PLUMBING","D2010 PLUMBING FIXTURES","D201004 SINKS","Service Sink","D201004: PLUMBING, PLUMBING FIXTURES, SINKS - Service Sink"]
[null,null,null,null,null,null,null,null,null,null,null,"23-15 11 11 13 15","Metal Framed Plaster Fixed Partitions","23-15 11 11 13 15: Metal Framed Plaster Fixed Partitions",null,null,44016,"D20 PLUMBING","D2010 PLUMBING FIXTURES","D201004 SINKS","Stainless","D201004: PLUMBING, PLUMBING FIXTURES, SINKS - Stainless"]
[null,null,null,null,null,null,null,null,null,null,null,"23-15 11 11 13 17","Wood Framed Plaster Fixed Partitions","23-15 11 11 13 17: Wood Framed Plaster Fixed Partitions",null,null,41167,"D20 PLUMBING","D2010 PLUMBING FIXTURES","D201005 SHOWERS/TUBS","General","D201005: PLUMBING, PLUMBING FIXTURES, SHOWERS/TUBS - General"]
[null,null,null,null,null,null,null,null,null,null,null,"23-15 11 11 15","Masonry Fixed Partitions","23-15 11 11 15: Masonry Fixed Partitions",null,null,42167,"D20 PLUMBING","D2010 PLUMBING FIXTURES","D201005 SHOWERS/TUBS","Other","D201005: PLUMBING, PLUMBING FIXTURES, SHOWERS/TUBS - Other"]
[null,null,null,null,null,null,null,null,null,null,null,"23-15 11 13","Demountable Partitions","23-15 11 13: Demountable Partitions",null,null,43167,"D20 PLUMBING","D2010 PLUMBING FIXTURES","D201005 SHOWERS/TUBS","Unknown","D201005: PLUMBING, PLUMBING FIXTURES, SHOWERS/TUBS - Unknown"]
[null,null,null,null,null,null,null,null,null,null,null,"23-15 11 13 11","General Demountable Partitions","23-15 11 13 11: General Demountable Partitions",null,null,21474,"D20 PLUMBING","D2010 PLUMBING FIXTURES","D201005 SHOWERS/TUBS","Bathtub","D201005: PLUMBING, PLUMBING FIXTURES, SHOWERS/TUBS - Bathtub"]
[null,null,null,null,null,null,null,null,null,null,null,"23-15 11 13 11 11","Demountable Partitions Component","23-15 11 13 11 11: Demountable Partitions Component",null,null,44017,"D20 PLUMBING","D2010 PLUMBING FIXTURES","D201005 SHOWERS/TUBS","Combo Unit (Shower / Tub)","D201005: PLUMBING, PLUMBING FIXTURES, SHOWERS/TUBS - Combo Unit (Shower / Tub)"]
[null,null,null,null,null,null,null,null,null,null,null,"23-15 11 13 11 11 11","Partition Frames","23-15 11 13 11 11 11: Partition Frames",null,null,21472,"D20 PLUMBING","D2010 PLUMBING FIXTURES","D201005 SHOWERS/TUBS","Shower","D201005: PLUMBING, PLUMBING FIXTURES, SHOWERS/TUBS - Shower"]
[null,null,null,null,null,null,null,null,null,null,null,"23-15 11 13 11 11 13","Partition Infill Panels","23-15 11 13 11 11 13: Partition Infill Panels",null,null,41168,"D20 PLUMBING","D2010 PLUMBING FIXTURES","D201006 DRINKING FOUNTAINS AND COOLERS","General","D201006: PLUMBING, PLUMBING FIXTURES, DRINKING FOUNTAINS AND COOLERS - General"]
[null,null,null,null,null,null,null,null,null,null,null,"23-15 11 13 11 11 15","Mechanical Fasteners for Partitions","23-15 11 13 11 11 15: Mechanical Fasteners for Partitions",null,null,42168,"D20 PLUMBING","D2010 PLUMBING FIXTURES","D201006 DRINKING FOUNTAINS AND COOLERS","Other","D201006: PLUMBING, PLUMBING FIXTURES, DRINKING FOUNTAINS AND COOLERS - Other"]
[null,null,null,null,null,null,null,null,null,null,null,"23-15 11 13 11 11 17","Joint Fillers and Tapes","23-15 11 13 11 11 17: Joint Fillers and Tapes",null,null,43168,"D20 PLUMBING","D2010 PLUMBING FIXTURES","D201006 DRINKING FOUNTAINS AND COOLERS","Unknown","D201006: PLUMBING, PLUMBING FIXTURES, DRINKING FOUNTAINS AND COOLERS - Unknown"]
[null,null,null,null,null,null,null,null,null,null,null,"23-15 11 13 11 13","Gypsum Board Demountable Partitions","23-15 11 13 11 13: Gypsum Board Demountable Partitions",null,null,21471,"D20 PLUMBING","D2010 PLUMBING FIXTURES","D201006 DRINKING FOUNTAINS AND COOLERS","Drinking Fountain","D201006: PLUMBING, PLUMBING FIXTURES, DRINKING FOUNTAINS AND COOLERS - Drinking Fountain"]
[null,null,null,null,null,null,null,null,null,null,null,"23-15 11 13 11 15","Metal Demountable Partitions","23-15 11 13 11 15: Metal Demountable Partitions",null,null,21470,"D20 PLUMBING","D2010 PLUMBING FIXTURES","D201006 DRINKING FOUNTAINS AND COOLERS","Water Cooler","D201006: PLUMBING, PLUMBING FIXTURES, DRINKING FOUNTAINS AND COOLERS - Water Cooler"]
[null,null,null,null,null,null,null,null,null,null,null,"23-15 11 13 11 17","Wood Demountable Partitions","23-15 11 13 11 17: Wood Demountable Partitions",null,null,21483,"D20 PLUMBING","D2010 PLUMBING FIXTURES","D201007 BIDETS","General","D201007: PLUMBING, PLUMBING FIXTURES, BIDETS - General"]
[null,null,null,null,null,null,null,null,null,null,null,"23-15 11 15","Sanitary Partitions and Cubicles","23-15 11 15: Sanitary Partitions and Cubicles",null,null,42169,"D20 PLUMBING","D2010 PLUMBING FIXTURES","D201007 BIDETS","Other","D201007: PLUMBING, PLUMBING FIXTURES, BIDETS - Other"]
[null,null,null,null,null,null,null,null,null,null,null,"23-15 11 15 11","Toilet Compartments and Urinal Screens","23-15 11 15 11: Toilet Compartments and Urinal Screens",null,null,43169,"D20 PLUMBING","D2010 PLUMBING FIXTURES","D201007 BIDETS","Unknown","D201007: PLUMBING, PLUMBING FIXTURES, BIDETS - Unknown"]
[null,null,null,null,null,null,null,null,null,null,null,"23-15 11 15 11 11","Metal Toilet Compartment and Urinal Screens","23-15 11 15 11 11: Metal Toilet Compartment and Urinal Screens",null,null,41170,"D20 PLUMBING","D2010 PLUMBING FIXTURES","D201090 OTHER PLUMBING FIXTURES","General","D201090: PLUMBING, PLUMBING FIXTURES, OTHER PLUMBING FIXTURES - General"]
[null,null,null,null,null,null,null,null,null,null,null,"23-15 11 15 11 13","Plastic Laminate Toilet Compartment and Urinal Screens","23-15 11 15 11 13: Plastic Laminate Toilet Compartment and Urinal Screens",null,null,21480,"D20 PLUMBING","D2010 PLUMBING FIXTURES","D201090 OTHER PLUMBING FIXTURES","Other","D201090: PLUMBING, PLUMBING FIXTURES, OTHER PLUMBING FIXTURES - Other"]
[null,null,null,null,null,null,null,null,null,null,null,"23-15 11 15 11 15","Plastic Toilet Compartment and Urinal Screens","23-15 11 15 11 15: Plastic Toilet Compartment and Urinal Screens",null,null,43170,"D20 PLUMBING","D2010 PLUMBING FIXTURES","D201090 OTHER PLUMBING FIXTURES","Unknown","D201090: PLUMBING, PLUMBING FIXTURES, OTHER PLUMBING FIXTURES - Unknown"]
[null,null,null,null,null,null,null,null,null,null,null,"23-15 11 15 11 17","Particleboard Toilet Compartment and Urinal Screens","23-15 11 15 11 17: Particleboard Toilet Compartment and Urinal Screens",null,null,21482,"D20 PLUMBING","D2010 PLUMBING FIXTURES","D201090 OTHER PLUMBING FIXTURES","Emergency Eye Wash","D201090: PLUMBING, PLUMBING FIXTURES, OTHER PLUMBING FIXTURES - Emergency Eye Wash"]
[null,null,null,null,null,null,null,null,null,null,null,"23-15 11 15 11 19","Stone Toilet Compartment and Urinal Screens","23-15 11 15 11 19: Stone Toilet Compartment and Urinal Screens",null,null,21469,"D20 PLUMBING","D2010 PLUMBING FIXTURES","D201090 OTHER PLUMBING FIXTURES","Emergency Shower","D201090: PLUMBING, PLUMBING FIXTURES, OTHER PLUMBING FIXTURES - Emergency Shower"]
[null,null,null,null,null,null,null,null,null,null,null,"23-15 11 15 13","Shower and Dressing Compartments","23-15 11 15 13: Shower and Dressing Compartments",null,null,44018,"D20 PLUMBING","D2010 PLUMBING FIXTURES","D201090 OTHER PLUMBING FIXTURES","Stainless Steel Combo Unit (WC/Sink)","D201090: PLUMBING, PLUMBING FIXTURES, OTHER PLUMBING FIXTURES - Stainless Steel Combo Unit (WC/Sink)"]
[null,null,null,null,null,null,null,null,null,null,null,"23-15 11 15 13 11","Metal Shower and Dressing Compartments","23-15 11 15 13 11: Metal Shower and Dressing Compartments",null,null,40006,"D20 PLUMBING","D2010 PLUMBING FIXTURES","D201090 OTHER PLUMBING FIXTURES","Sump","D201090: PLUMBING, PLUMBING FIXTURES, OTHER PLUMBING FIXTURES - Sump"]
[null,null,null,null,null,null,null,null,null,null,null,"23-15 11 15 13 13","Plastic Laminate Shower and Dressing Compartments","23-15 11 15 13 13: Plastic Laminate Shower and Dressing Compartments",null,null,40281,"D20 PLUMBING","D2010 PLUMBING FIXTURES","D201090 OTHER PLUMBING FIXTURES","Washer / Dryer Hookup","D201090: PLUMBING, PLUMBING FIXTURES, OTHER PLUMBING FIXTURES - Washer / Dryer Hookup"]
[null,null,null,null,null,null,null,null,null,null,null,"23-15 11 15 13 15","Plastic Shower and Dressing Compartments","23-15 11 15 13 15: Plastic Shower and Dressing Compartments",null,null,21486,"D20 PLUMBING","D2020 DOMESTIC WATER DISTRIBUTION","D202001 PIPES & FITTINGS","General","D202001: PLUMBING, DOMESTIC WATER DISTRIBUTION, PIPES & FITTINGS - General"]
[null,null,null,null,null,null,null,null,null,null,null,"23-15 11 15 13 17","Particleboard Shower and Dressing Compartments","23-15 11 15 13 17: Particleboard Shower and Dressing Compartments",null,null,42171,"D20 PLUMBING","D2020 DOMESTIC WATER DISTRIBUTION","D202001 PIPES & FITTINGS","Other","D202001: PLUMBING, DOMESTIC WATER DISTRIBUTION, PIPES & FITTINGS - Other"]
[null,null,null,null,null,null,null,null,null,null,null,"23-15 11 15 13 19","Stone Shower and Dressing Compartments","23-15 11 15 13 19: Stone Shower and Dressing Compartments",null,null,43171,"D20 PLUMBING","D2020 DOMESTIC WATER DISTRIBUTION","D202001 PIPES & FITTINGS","Unknown","D202001: PLUMBING, DOMESTIC WATER DISTRIBUTION, PIPES & FITTINGS - Unknown"]
[null,null,null,null,null,null,null,null,null,null,null,"23-15 11 15 15","Cubicles","23-15 11 15 15: Cubicles",null,null,40024,"D20 PLUMBING","D2020 DOMESTIC WATER DISTRIBUTION","D202001 PIPES & FITTINGS","Black / Galvanized Steel  <1\" Pipe","D202001: PLUMBING, DOMESTIC WATER DISTRIBUTION, PIPES & FITTINGS - Black / Galvanized Steel  <1\" Pipe"]
[null,null,null,null,null,null,null,null,null,null,null,"23-15 11 15 15 11","Cubicle Curtains","23-15 11 15 15 11: Cubicle Curtains",null,null,40025,"D20 PLUMBING","D2020 DOMESTIC WATER DISTRIBUTION","D202001 PIPES & FITTINGS","Black / Galvanized Steel  1\"-2\" Pipe","D202001: PLUMBING, DOMESTIC WATER DISTRIBUTION, PIPES & FITTINGS - Black / Galvanized Steel  1\"-2\" Pipe"]
[null,null,null,null,null,null,null,null,null,null,null,"23-15 11 15 15 13","Cubicle Track and Hardware","23-15 11 15 15 13: Cubicle Track and Hardware",null,null,40026,"D20 PLUMBING","D2020 DOMESTIC WATER DISTRIBUTION","D202001 PIPES & FITTINGS","Black / Galvanized Steel  2\"-4\" Pipe","D202001: PLUMBING, DOMESTIC WATER DISTRIBUTION, PIPES & FITTINGS - Black / Galvanized Steel  2\"-4\" Pipe"]
[null,null,null,null,null,null,null,null,null,null,null,"23-15 11 15 17","Storage Wall Partitions and Compartments","23-15 11 15 17: Storage Wall Partitions and Compartments",null,null,40027,"D20 PLUMBING","D2020 DOMESTIC WATER DISTRIBUTION","D202001 PIPES & FITTINGS","Black / Galvanized Steel  4\"-6\" Pipe","D202001: PLUMBING, DOMESTIC WATER DISTRIBUTION, PIPES & FITTINGS - Black / Galvanized Steel  4\"-6\" Pipe"]
[null,null,null,null,null,null,null,null,null,null,null,"23-15 11 15 17 11","Wire Mesh Partitions","23-15 11 15 17 11: Wire Mesh Partitions",null,null,40028,"D20 PLUMBING","D2020 DOMESTIC WATER DISTRIBUTION","D202001 PIPES & FITTINGS","Black / Galvanized Steel >6\" Pipe","D202001: PLUMBING, DOMESTIC WATER DISTRIBUTION, PIPES & FITTINGS - Black / Galvanized Steel >6\" Pipe"]
[null,null,null,null,null,null,null,null,null,null,null,"23-15 11 15 19","Modular Corridor Linings","23-15 11 15 19: Modular Corridor Linings",null,null,40009,"D20 PLUMBING","D2020 DOMESTIC WATER DISTRIBUTION","D202001 PIPES & FITTINGS","Copper  <1\" Pipe","D202001: PLUMBING, DOMESTIC WATER DISTRIBUTION, PIPES & FITTINGS - Copper  <1\" Pipe"]
[null,null,null,null,null,null,null,null,null,null,null,"23-15 11 15 21","Combined Partitions and Ceilings","23-15 11 15 21: Combined Partitions and Ceilings",null,null,40010,"D20 PLUMBING","D2020 DOMESTIC WATER DISTRIBUTION","D202001 PIPES & FITTINGS","Copper  1\"-2\" Pipe","D202001: PLUMBING, DOMESTIC WATER DISTRIBUTION, PIPES & FITTINGS - Copper  1\"-2\" Pipe"]
[null,null,null,null,null,null,null,null,null,null,null,"23-15 11 17","Operable Partitions","23-15 11 17: Operable Partitions",null,null,40011,"D20 PLUMBING","D2020 DOMESTIC WATER DISTRIBUTION","D202001 PIPES & FITTINGS","Copper  2\"-4\" Pipe","D202001: PLUMBING, DOMESTIC WATER DISTRIBUTION, PIPES & FITTINGS - Copper  2\"-4\" Pipe"]
[null,null,null,null,null,null,null,null,null,null,null,"23-15 11 17 11","Horizontally Sliding Partitions","23-15 11 17 11: Horizontally Sliding Partitions",null,null,40012,"D20 PLUMBING","D2020 DOMESTIC WATER DISTRIBUTION","D202001 PIPES & FITTINGS","Copper  4\"-6\" Pipe","D202001: PLUMBING, DOMESTIC WATER DISTRIBUTION, PIPES & FITTINGS - Copper  4\"-6\" Pipe"]
[null,null,null,null,null,null,null,null,null,null,null,"23-15 11 17 13","Folding Panel Partitions","23-15 11 17 13: Folding Panel Partitions",null,null,40013,"D20 PLUMBING","D2020 DOMESTIC WATER DISTRIBUTION","D202001 PIPES & FITTINGS","Copper >6\" Pipe","D202001: PLUMBING, DOMESTIC WATER DISTRIBUTION, PIPES & FITTINGS - Copper >6\" Pipe"]
[null,null,null,null,null,null,null,null,null,null,null,"23-15 11 17 15","Accordion Folding Partitions","23-15 11 17 15: Accordion Folding Partitions",null,null,40018,"D20 PLUMBING","D2020 DOMESTIC WATER DISTRIBUTION","D202001 PIPES & FITTINGS","CPVC  <1\" Pipe","D202001: PLUMBING, DOMESTIC WATER DISTRIBUTION, PIPES & FITTINGS - CPVC  <1\" Pipe"]
[null,null,null,null,null,null,null,null,null,null,null,"23-15 11 17 17","Coiling Partitions","23-15 11 17 17: Coiling Partitions",null,null,40019,"D20 PLUMBING","D2020 DOMESTIC WATER DISTRIBUTION","D202001 PIPES & FITTINGS","CPVC  1\"-2\" Pipe","D202001: PLUMBING, DOMESTIC WATER DISTRIBUTION, PIPES & FITTINGS - CPVC  1\"-2\" Pipe"]
[null,null,null,null,null,null,null,null,null,null,null,"23-15 11 17 19","Vertically Sliding Room Dividers","23-15 11 17 19: Vertically Sliding Room Dividers",null,null,40020,"D20 PLUMBING","D2020 DOMESTIC WATER DISTRIBUTION","D202001 PIPES & FITTINGS","CPVC  2\"-4\" Pipe","D202001: PLUMBING, DOMESTIC WATER DISTRIBUTION, PIPES & FITTINGS - CPVC  2\"-4\" Pipe"]
[null,null,null,null,null,null,null,null,null,null,null,"23-15 13 11","Multi Function Interior Claddings","23-15 13 11: Multi Function Interior Claddings",null,null,40023,"D20 PLUMBING","D2020 DOMESTIC WATER DISTRIBUTION","D202001 PIPES & FITTINGS","CPVC >6\" Pipe","D202001: PLUMBING, DOMESTIC WATER DISTRIBUTION, PIPES & FITTINGS - CPVC >6\" Pipe"]
[null,null,null,null,null,null,null,null,null,null,null,"23-15 13 13","Interior Wall and Ceiling Cladding","23-15 13 13: Interior Wall and Ceiling Cladding",null,null,40007,"D20 PLUMBING","D2020 DOMESTIC WATER DISTRIBUTION","D202001 PIPES & FITTINGS","Ductile Iron  4\" Pipe","D202001: PLUMBING, DOMESTIC WATER DISTRIBUTION, PIPES & FITTINGS - Ductile Iron  4\" Pipe"]
[null,null,null,null,null,null,null,null,null,null,null,"23-15 13 15","Interior Siding","23-15 13 15: Interior Siding",null,null,40008,"D20 PLUMBING","D2020 DOMESTIC WATER DISTRIBUTION","D202001 PIPES & FITTINGS","Ductile Iron  6\" Pipe","D202001: PLUMBING, DOMESTIC WATER DISTRIBUTION, PIPES & FITTINGS - Ductile Iron  6\" Pipe"]
[null,null,null,null,null,null,null,null,null,null,null,"23-15 13 15 11","Metal Interior Siding","23-15 13 15 11: Metal Interior Siding",null,null,40021,"D20 PLUMBING","D2020 DOMESTIC WATER DISTRIBUTION","D202001 PIPES & FITTINGS","HDPE  4\" Pipe","D202001: PLUMBING, DOMESTIC WATER DISTRIBUTION, PIPES & FITTINGS - HDPE  4\" Pipe"]
[null,null,null,null,null,null,null,null,null,null,null,"23-15 13 15 13","Composition Interior Siding","23-15 13 15 13: Composition Interior Siding",null,null,40022,"D20 PLUMBING","D2020 DOMESTIC WATER DISTRIBUTION","D202001 PIPES & FITTINGS","HDPE  6\" Pipe","D202001: PLUMBING, DOMESTIC WATER DISTRIBUTION, PIPES & FITTINGS - HDPE  6\" Pipe"]
[null,null,null,null,null,null,null,null,null,null,null,"23-15 13 15 15","Mineral Fiber Cement Interior Siding","23-15 13 15 15: Mineral Fiber Cement Interior Siding",null,null,40015,"D20 PLUMBING","D2020 DOMESTIC WATER DISTRIBUTION","D202001 PIPES & FITTINGS","PVC  2\"-4\" Pipe","D202001: PLUMBING, DOMESTIC WATER DISTRIBUTION, PIPES & FITTINGS - PVC  2\"-4\" Pipe"]
[null,null,null,null,null,null,null,null,null,null,null,"23-15 13 15 17","Plastic Interior Siding","23-15 13 15 17: Plastic Interior Siding",null,null,40017,"D20 PLUMBING","D2020 DOMESTIC WATER DISTRIBUTION","D202001 PIPES & FITTINGS","PVC  4\"-6\" Pipe","D202001: PLUMBING, DOMESTIC WATER DISTRIBUTION, PIPES & FITTINGS - PVC  4\"-6\" Pipe"]
[null,null,null,null,null,null,null,null,null,null,null,"23-15 13 15 19","Wood Interior Siding","23-15 13 15 19: Wood Interior Siding",null,null,40014,"D20 PLUMBING","D2020 DOMESTIC WATER DISTRIBUTION","D202001 PIPES & FITTINGS","PVC < 2\" Pipe","D202001: PLUMBING, DOMESTIC WATER DISTRIBUTION, PIPES & FITTINGS - PVC < 2\" Pipe"]
[null,null,null,null,null,null,null,null,null,null,null,"23-15 13 17","Multi Function Interior Linings","23-15 13 17: Multi Function Interior Linings",null,null,40016,"D20 PLUMBING","D2020 DOMESTIC WATER DISTRIBUTION","D202001 PIPES & FITTINGS","PVC >6\" Pipe","D202001: PLUMBING, DOMESTIC WATER DISTRIBUTION, PIPES & FITTINGS - PVC >6\" Pipe"]
[null,null,null,null,null,null,null,null,null,null,null,"23-15 13 19","Wall Panels","23-15 13 19: Wall Panels",null,null,41172,"D20 PLUMBING","D2020 DOMESTIC WATER DISTRIBUTION","D202002 VALVES & HYDRANTS","General","D202002: PLUMBING, DOMESTIC WATER DISTRIBUTION, VALVES & HYDRANTS - General"]
[null,null,null,null,null,null,null,null,null,null,null,"23-15 13 19 11","Metal Wall Panels","23-15 13 19 11: Metal Wall Panels",null,null,42172,"D20 PLUMBING","D2020 DOMESTIC WATER DISTRIBUTION","D202002 VALVES & HYDRANTS","Other","D202002: PLUMBING, DOMESTIC WATER DISTRIBUTION, VALVES & HYDRANTS - Other"]
[null,null,null,null,null,null,null,null,null,null,null,"23-15 13 19 13","Plastic Wall Panels","23-15 13 19 13: Plastic Wall Panels",null,null,43172,"D20 PLUMBING","D2020 DOMESTIC WATER DISTRIBUTION","D202002 VALVES & HYDRANTS","Unknown","D202002: PLUMBING, DOMESTIC WATER DISTRIBUTION, VALVES & HYDRANTS - Unknown"]
[null,null,null,null,null,null,null,null,null,null,null,"23-15 13 19 15","Wood Wall Panels","23-15 13 19 15: Wood Wall Panels",null,null,21495,"D20 PLUMBING","D2020 DOMESTIC WATER DISTRIBUTION","D202002 VALVES & HYDRANTS","Backflow Preventer","D202002: PLUMBING, DOMESTIC WATER DISTRIBUTION, VALVES & HYDRANTS - Backflow Preventer"]
[null,null,null,null,null,null,null,null,null,null,null,"23-15 13 19 17","Composite Wall Panels","23-15 13 19 17: Composite Wall Panels",null,null,20291,"D20 PLUMBING","D2020 DOMESTIC WATER DISTRIBUTION","D202002 VALVES & HYDRANTS","Backflow Preventer - 1\" pipe","D202002: PLUMBING, DOMESTIC WATER DISTRIBUTION, VALVES & HYDRANTS - Backflow Preventer - 1\" pipe"]
[null,null,null,null,null,null,null,null,null,null,null,"23-15 13 19 19","Faced Wall Panels","23-15 13 19 19: Faced Wall Panels",null,null,20296,"D20 PLUMBING","D2020 DOMESTIC WATER DISTRIBUTION","D202002 VALVES & HYDRANTS","Backflow Preventer - 1.5\" pipe","D202002: PLUMBING, DOMESTIC WATER DISTRIBUTION, VALVES & HYDRANTS - Backflow Preventer - 1.5\" pipe"]
[null,null,null,null,null,null,null,null,null,null,null,"23-15 13 19 21","Aggregate Coated Wall Panels","23-15 13 19 21: Aggregate Coated Wall Panels",null,null,20297,"D20 PLUMBING","D2020 DOMESTIC WATER DISTRIBUTION","D202002 VALVES & HYDRANTS","Backflow Preventer - 2\" pipe","D202002: PLUMBING, DOMESTIC WATER DISTRIBUTION, VALVES & HYDRANTS - Backflow Preventer - 2\" pipe"]
[null,null,null,null,null,null,null,null,null,null,null,"23-15 13 19 23","Porcelain Enameled Faced Wall Panels","23-15 13 19 23: Porcelain Enameled Faced Wall Panels",null,null,20295,"D20 PLUMBING","D2020 DOMESTIC WATER DISTRIBUTION","D202002 VALVES & HYDRANTS","Backflow Preventer - 3\" pipe","D202002: PLUMBING, DOMESTIC WATER DISTRIBUTION, VALVES & HYDRANTS - Backflow Preventer - 3\" pipe"]
[null,null,null,null,null,null,null,null,null,null,null,"23-15 13 19 25","Tile Faced Wall Panels","23-15 13 19 25: Tile Faced Wall Panels",null,null,20294,"D20 PLUMBING","D2020 DOMESTIC WATER DISTRIBUTION","D202002 VALVES & HYDRANTS","Backflow Preventer - 4\" pipe","D202002: PLUMBING, DOMESTIC WATER DISTRIBUTION, VALVES & HYDRANTS - Backflow Preventer - 4\" pipe"]
[null,null,null,null,null,null,null,null,null,null,null,"23-15 13 19 27","Fiber Reinforced Cementitious Wall Panels","23-15 13 19 27: Fiber Reinforced Cementitious Wall Panels",null,null,20293,"D20 PLUMBING","D2020 DOMESTIC WATER DISTRIBUTION","D202002 VALVES & HYDRANTS","Backflow Preventer - 6\" pipe","D202002: PLUMBING, DOMESTIC WATER DISTRIBUTION, VALVES & HYDRANTS - Backflow Preventer - 6\" pipe"]
[null,null,null,null,null,null,null,null,null,null,null,"23-15 13 19 29","Glass Fiber Reinforced Cementitious Wall Panels","23-15 13 19 29: Glass Fiber Reinforced Cementitious Wall Panels",null,null,20292,"D20 PLUMBING","D2020 DOMESTIC WATER DISTRIBUTION","D202002 VALVES & HYDRANTS","Backflow Preventer - 8\" pipe","D202002: PLUMBING, DOMESTIC WATER DISTRIBUTION, VALVES & HYDRANTS - Backflow Preventer - 8\" pipe"]
[null,null,null,null,null,null,null,null,null,null,null,"23-15 13 19 31","Miner Fiber Reinforced Cementitious Wall Panels","23-15 13 19 31: Miner Fiber Reinforced Cementitious Wall Panels",null,null,40282,"D20 PLUMBING","D2020 DOMESTIC WATER DISTRIBUTION","D202002 VALVES & HYDRANTS","Hose Bib","D202002: PLUMBING, DOMESTIC WATER DISTRIBUTION, VALVES & HYDRANTS - Hose Bib"]
[null,null,null,null,null,null,null,null,null,null,null,"23-15 13 19 33","Flexible Wood Wall Sheets","23-15 13 19 33: Flexible Wood Wall Sheets",null,null,44156,"D20 PLUMBING","D2020 DOMESTIC WATER DISTRIBUTION","D202002 VALVES & HYDRANTS","Kitchen Faucets","D202002: PLUMBING, DOMESTIC WATER DISTRIBUTION, VALVES & HYDRANTS - Kitchen Faucets"]
[null,null,null,null,null,null,null,null,null,null,null,"23-15 13 19 35","Acoustical Wall Treatment","23-15 13 19 35: Acoustical Wall Treatment",null,null,44157,"D20 PLUMBING","D2020 DOMESTIC WATER DISTRIBUTION","D202002 VALVES & HYDRANTS","Washer/Dryer Faucets","D202002: PLUMBING, DOMESTIC WATER DISTRIBUTION, VALVES & HYDRANTS - Washer/Dryer Faucets"]
[null,null,null,null,null,null,null,null,null,null,null,"23-15 13 21","Ceiling Panels","23-15 13 21: Ceiling Panels",null,null,41173,"D20 PLUMBING","D2020 DOMESTIC WATER DISTRIBUTION","D202003 DOMESTIC WATER EQUIPMENT","General","D202003: PLUMBING, DOMESTIC WATER DISTRIBUTION, DOMESTIC WATER EQUIPMENT - General"]
[null,null,null,null,null,null,null,null,null,null,null,"23-15 13 21 11","Metal Ceiling Panels","23-15 13 21 11: Metal Ceiling Panels",null,null,42173,"D20 PLUMBING","D2020 DOMESTIC WATER DISTRIBUTION","D202003 DOMESTIC WATER EQUIPMENT","Other","D202003: PLUMBING, DOMESTIC WATER DISTRIBUTION, DOMESTIC WATER EQUIPMENT - Other"]
[null,null,null,null,null,null,null,null,null,null,null,"23-15 13 21 13","Plastic Ceiling Panels","23-15 13 21 13: Plastic Ceiling Panels",null,null,43173,"D20 PLUMBING","D2020 DOMESTIC WATER DISTRIBUTION","D202003 DOMESTIC WATER EQUIPMENT","Unknown","D202003: PLUMBING, DOMESTIC WATER DISTRIBUTION, DOMESTIC WATER EQUIPMENT - Unknown"]
[null,null,null,null,null,null,null,null,null,null,null,"23-15 13 21 15","Wood Ceiling Panels","23-15 13 21 15: Wood Ceiling Panels",null,null,21484,"D20 PLUMBING","D2020 DOMESTIC WATER DISTRIBUTION","D202003 DOMESTIC WATER EQUIPMENT","Booster Pump","D202003: PLUMBING, DOMESTIC WATER DISTRIBUTION, DOMESTIC WATER EQUIPMENT - Booster Pump"]
[null,null,null,null,null,null,null,null,null,null,null,"23-15 13 21 17","Composite Ceiling Panels","23-15 13 21 17: Composite Ceiling Panels",null,null,20209,"D20 PLUMBING","D2020 DOMESTIC WATER DISTRIBUTION","D202003 DOMESTIC WATER EQUIPMENT","Booster Pump - 1 HP","D202003: PLUMBING, DOMESTIC WATER DISTRIBUTION, DOMESTIC WATER EQUIPMENT - Booster Pump - 1 HP"]
[null,null,null,null,null,null,null,null,null,null,null,"23-15 13 21 19","Faced Ceiling Panels","23-15 13 21 19: Faced Ceiling Panels",null,null,20208,"D20 PLUMBING","D2020 DOMESTIC WATER DISTRIBUTION","D202003 DOMESTIC WATER EQUIPMENT","Booster Pump - 1.5 HP","D202003: PLUMBING, DOMESTIC WATER DISTRIBUTION, DOMESTIC WATER EQUIPMENT - Booster Pump - 1.5 HP"]
[null,null,null,null,null,null,null,null,null,null,null,"23-15 13 21 21","Aggregate Coated Ceiling Panels","23-15 13 21 21: Aggregate Coated Ceiling Panels",null,null,20204,"D20 PLUMBING","D2020 DOMESTIC WATER DISTRIBUTION","D202003 DOMESTIC WATER EQUIPMENT","Booster Pump - 10 HP","D202003: PLUMBING, DOMESTIC WATER DISTRIBUTION, DOMESTIC WATER EQUIPMENT - Booster Pump - 10 HP"]
[null,null,null,null,null,null,null,null,null,null,null,"23-15 13 21 23","Porcelain Enameled Faced Ceiling Panels","23-15 13 21 23: Porcelain Enameled Faced Ceiling Panels",null,null,20206,"D20 PLUMBING","D2020 DOMESTIC WATER DISTRIBUTION","D202003 DOMESTIC WATER EQUIPMENT","Booster Pump - 2 HP","D202003: PLUMBING, DOMESTIC WATER DISTRIBUTION, DOMESTIC WATER EQUIPMENT - Booster Pump - 2 HP"]
[null,null,null,null,null,null,null,null,null,null,null,"23-15 13 21 25","Tile Faced Ceiling Panels","23-15 13 21 25: Tile Faced Ceiling Panels",null,null,20205,"D20 PLUMBING","D2020 DOMESTIC WATER DISTRIBUTION","D202003 DOMESTIC WATER EQUIPMENT","Booster Pump - 3 HP","D202003: PLUMBING, DOMESTIC WATER DISTRIBUTION, DOMESTIC WATER EQUIPMENT - Booster Pump - 3 HP"]
[null,null,null,null,null,null,null,null,null,null,null,"23-15 13 21 27","Fiber Reinforced Cementitious Ceiling Panels","23-15 13 21 27: Fiber Reinforced Cementitious Ceiling Panels",null,null,20207,"D20 PLUMBING","D2020 DOMESTIC WATER DISTRIBUTION","D202003 DOMESTIC WATER EQUIPMENT","Booster Pump - 5 HP","D202003: PLUMBING, DOMESTIC WATER DISTRIBUTION, DOMESTIC WATER EQUIPMENT - Booster Pump - 5 HP"]
[null,null,null,null,null,null,null,null,null,null,null,"23-15 13 21 29","Glass Fiber Reinforced Cementitious Ceiling Panels","23-15 13 21 29: Glass Fiber Reinforced Cementitious Ceiling Panels",null,null,20200,"D20 PLUMBING","D2020 DOMESTIC WATER DISTRIBUTION","D202003 DOMESTIC WATER EQUIPMENT","Booster Pump - 7.5 HP","D202003: PLUMBING, DOMESTIC WATER DISTRIBUTION, DOMESTIC WATER EQUIPMENT - Booster Pump - 7.5 HP"]
[null,null,null,null,null,null,null,null,null,null,null,"23-15 13 21 31","Miner Fiber Reinforced Cementitious Ceiling Panels","23-15 13 21 31: Miner Fiber Reinforced Cementitious Ceiling Panels",null,null,20201,"D20 PLUMBING","D2020 DOMESTIC WATER DISTRIBUTION","D202003 DOMESTIC WATER EQUIPMENT","Booster Pump - Variable speed, 15 HP, 6\" discharge, 1000 GPM","D202003: PLUMBING, DOMESTIC WATER DISTRIBUTION, DOMESTIC WATER EQUIPMENT - Booster Pump - Variable speed, 15 HP, 6\" discharge, 1000 GPM"]
[null,null,null,null,null,null,null,null,null,null,null,"23-15 13 21 33","Flexible Wood Ceiling Sheets","23-15 13 21 33: Flexible Wood Ceiling Sheets",null,null,20202,"D20 PLUMBING","D2020 DOMESTIC WATER DISTRIBUTION","D202003 DOMESTIC WATER EQUIPMENT","Booster Pump - Variable speed, 30 HP, 6\" discharge, 1700 GPM","D202003: PLUMBING, DOMESTIC WATER DISTRIBUTION, DOMESTIC WATER EQUIPMENT - Booster Pump - Variable speed, 30 HP, 6\" discharge, 1700 GPM"]
[null,null,null,null,null,null,null,null,null,null,null,"23-15 13 21 35","Acoustical Ceiling Treatment","23-15 13 21 35: Acoustical Ceiling Treatment",null,null,20203,"D20 PLUMBING","D2020 DOMESTIC WATER DISTRIBUTION","D202003 DOMESTIC WATER EQUIPMENT","Booster Pump - Variable speed, 7.5 HP, 4\" discharge, 400 GPM","D202003: PLUMBING, DOMESTIC WATER DISTRIBUTION, DOMESTIC WATER EQUIPMENT - Booster Pump - Variable speed, 7.5 HP, 4\" discharge, 400 GPM"]
[null,null,null,null,null,null,null,null,null,null,null,"23-15 13 23","Interior Plasters","23-15 13 23: Interior Plasters",null,null,21487,"D20 PLUMBING","D2020 DOMESTIC WATER DISTRIBUTION","D202003 DOMESTIC WATER EQUIPMENT","Heat Transfer Package","D202003: PLUMBING, DOMESTIC WATER DISTRIBUTION, DOMESTIC WATER EQUIPMENT - Heat Transfer Package"]
[null,null,null,null,null,null,null,null,null,null,null,"23-15 13 25","Preformed Interior Casings","23-15 13 25: Preformed Interior Casings",null,null,20221,"D20 PLUMBING","D2020 DOMESTIC WATER DISTRIBUTION","D202003 DOMESTIC WATER EQUIPMENT","Heat Transfer Package - One pump system,  28 GPM","D202003: PLUMBING, DOMESTIC WATER DISTRIBUTION, DOMESTIC WATER EQUIPMENT - Heat Transfer Package - One pump system,  28 GPM"]
[null,null,null,null,null,null,null,null,null,null,null,"23-15 15 11","Wall Cladding Sections","23-15 15 11: Wall Cladding Sections",null,null,20220,"D20 PLUMBING","D2020 DOMESTIC WATER DISTRIBUTION","D202003 DOMESTIC WATER EQUIPMENT","Heat Transfer Package - One pump system,  35 GPM","D202003: PLUMBING, DOMESTIC WATER DISTRIBUTION, DOMESTIC WATER EQUIPMENT - Heat Transfer Package - One pump system,  35 GPM"]
[null,null,null,null,null,null,null,null,null,null,null,"23-15 15 11 11","Metal Wall Cladding Sections","23-15 15 11 11: Metal Wall Cladding Sections",null,null,20219,"D20 PLUMBING","D2020 DOMESTIC WATER DISTRIBUTION","D202003 DOMESTIC WATER EQUIPMENT","Heat Transfer Package - One pump system,  55 GPM","D202003: PLUMBING, DOMESTIC WATER DISTRIBUTION, DOMESTIC WATER EQUIPMENT - Heat Transfer Package - One pump system,  55 GPM"]
[null,null,null,null,null,null,null,null,null,null,null,"23-15 15 11 13","Wood Wall Cladding Sections","23-15 15 11 13: Wood Wall Cladding Sections",null,null,20218,"D20 PLUMBING","D2020 DOMESTIC WATER DISTRIBUTION","D202003 DOMESTIC WATER EQUIPMENT","Heat Transfer Package - One pump system, 130 GPM","D202003: PLUMBING, DOMESTIC WATER DISTRIBUTION, DOMESTIC WATER EQUIPMENT - Heat Transfer Package - One pump system, 130 GPM"]
[null,null,null,null,null,null,null,null,null,null,null,"23-15 15 11 15","Plastics Wall Cladding Sections","23-15 15 11 15: Plastics Wall Cladding Sections",null,null,20217,"D20 PLUMBING","D2020 DOMESTIC WATER DISTRIBUTION","D202003 DOMESTIC WATER EQUIPMENT","Heat Transfer Package - One pump system, 255 GPM","D202003: PLUMBING, DOMESTIC WATER DISTRIBUTION, DOMESTIC WATER EQUIPMENT - Heat Transfer Package - One pump system, 255 GPM"]
[null,null,null,null,null,null,null,null,null,null,null,"23-15 15 11 17","Other Wall Cladding Sections","23-15 15 11 17: Other Wall Cladding Sections",null,null,20216,"D20 PLUMBING","D2020 DOMESTIC WATER DISTRIBUTION","D202003 DOMESTIC WATER EQUIPMENT","Heat Transfer Package - One pump system, 550 GPM","D202003: PLUMBING, DOMESTIC WATER DISTRIBUTION, DOMESTIC WATER EQUIPMENT - Heat Transfer Package - One pump system, 550 GPM"]
[null,null,null,null,null,null,null,null,null,null,null,"23-15 15 13","Wall Tiles","23-15 15 13: Wall Tiles",null,null,20222,"D20 PLUMBING","D2020 DOMESTIC WATER DISTRIBUTION","D202003 DOMESTIC WATER EQUIPMENT","Heat Transfer Package - One pump system, 800 GPM","D202003: PLUMBING, DOMESTIC WATER DISTRIBUTION, DOMESTIC WATER EQUIPMENT - Heat Transfer Package - One pump system, 800 GPM"]
[null,null,null,null,null,null,null,null,null,null,null,"23-15 15 13 11","Natural Stone Wall Tiles","23-15 15 13 11: Natural Stone Wall Tiles",null,null,20213,"D20 PLUMBING","D2020 DOMESTIC WATER DISTRIBUTION","D202003 DOMESTIC WATER EQUIPMENT","Heat Transfer Package - Two pump system, 130 GPM","D202003: PLUMBING, DOMESTIC WATER DISTRIBUTION, DOMESTIC WATER EQUIPMENT - Heat Transfer Package - Two pump system, 130 GPM"]
[null,null,null,null,null,null,null,null,null,null,null,"23-15 15 13 13","Reconstituted Stone Wall Tiles","23-15 15 13 13: Reconstituted Stone Wall Tiles",null,null,20212,"D20 PLUMBING","D2020 DOMESTIC WATER DISTRIBUTION","D202003 DOMESTIC WATER EQUIPMENT","Heat Transfer Package - Two pump system, 255 GPM","D202003: PLUMBING, DOMESTIC WATER DISTRIBUTION, DOMESTIC WATER EQUIPMENT - Heat Transfer Package - Two pump system, 255 GPM"]
[null,null,null,null,null,null,null,null,null,null,null,"23-15 15 13 15","Cementitious Wall Tiles","23-15 15 13 15: Cementitious Wall Tiles",null,null,20210,"D20 PLUMBING","D2020 DOMESTIC WATER DISTRIBUTION","D202003 DOMESTIC WATER EQUIPMENT","Heat Transfer Package - Two pump system, 28 GPM","D202003: PLUMBING, DOMESTIC WATER DISTRIBUTION, DOMESTIC WATER EQUIPMENT - Heat Transfer Package - Two pump system, 28 GPM"]
[null,null,null,null,null,null,null,null,null,null,null,"23-15 15 13 17","Clay Based Wall Tiles","23-15 15 13 17: Clay Based Wall Tiles",null,null,20215,"D20 PLUMBING","D2020 DOMESTIC WATER DISTRIBUTION","D202003 DOMESTIC WATER EQUIPMENT","Heat Transfer Package - Two pump system, 35 GPM","D202003: PLUMBING, DOMESTIC WATER DISTRIBUTION, DOMESTIC WATER EQUIPMENT - Heat Transfer Package - Two pump system, 35 GPM"]
[null,null,null,null,null,null,null,null,null,null,null,"23-15 15 13 19","Metal Wall Tiles","23-15 15 13 19: Metal Wall Tiles",null,null,20214,"D20 PLUMBING","D2020 DOMESTIC WATER DISTRIBUTION","D202003 DOMESTIC WATER EQUIPMENT","Heat Transfer Package - Two pump system, 55 GPM","D202003: PLUMBING, DOMESTIC WATER DISTRIBUTION, DOMESTIC WATER EQUIPMENT - Heat Transfer Package - Two pump system, 55 GPM"]
[null,null,null,null,null,null,null,null,null,null,null,"23-15 15 13 21","Vegetable Based Wall Tiles","23-15 15 13 21: Vegetable Based Wall Tiles",null,null,20211,"D20 PLUMBING","D2020 DOMESTIC WATER DISTRIBUTION","D202003 DOMESTIC WATER EQUIPMENT","Heat Transfer Package - Two pump system, 550 GPM","D202003: PLUMBING, DOMESTIC WATER DISTRIBUTION, DOMESTIC WATER EQUIPMENT - Heat Transfer Package - Two pump system, 550 GPM"]
[null,null,null,null,null,null,null,null,null,null,null,"23-15 15 13 23","Plastics Wall Tiles","23-15 15 13 23: Plastics Wall Tiles",null,null,20223,"D20 PLUMBING","D2020 DOMESTIC WATER DISTRIBUTION","D202003 DOMESTIC WATER EQUIPMENT","Heat Transfer Package - Two pump system, 800 GPM","D202003: PLUMBING, DOMESTIC WATER DISTRIBUTION, DOMESTIC WATER EQUIPMENT - Heat Transfer Package - Two pump system, 800 GPM"]
[null,null,null,null,null,null,null,null,null,null,null,"23-15 15 13 25","Other Wall Tiles","23-15 15 13 25: Other Wall Tiles",null,null,21488,"D20 PLUMBING","D2020 DOMESTIC WATER DISTRIBUTION","D202003 DOMESTIC WATER EQUIPMENT","Storage Tank","D202003: PLUMBING, DOMESTIC WATER DISTRIBUTION, DOMESTIC WATER EQUIPMENT - Storage Tank"]
[null,null,null,null,null,null,null,null,null,null,null,"23-15 15 15","Wall Cladding Panels","23-15 15 15: Wall Cladding Panels",null,null,20239,"D20 PLUMBING","D2020 DOMESTIC WATER DISTRIBUTION","D202003 DOMESTIC WATER EQUIPMENT","Storage Tank - Galvanized steel, 135 gallon, 24\" diameter, 75\" L.O.A.","D202003: PLUMBING, DOMESTIC WATER DISTRIBUTION, DOMESTIC WATER EQUIPMENT - Storage Tank - Galvanized steel, 135 gallon, 24\" diameter, 75\" L.O.A."]
[null,null,null,null,null,null,null,null,null,null,null,"23-15 15 15 11","Wall Stone Facing","23-15 15 15 11: Wall Stone Facing",null,null,20236,"D20 PLUMBING","D2020 DOMESTIC WATER DISTRIBUTION","D202003 DOMESTIC WATER EQUIPMENT","Storage Tank - Galvanized steel, 15 gallon, 14\" diameter, 26\" L.O.A.","D202003: PLUMBING, DOMESTIC WATER DISTRIBUTION, DOMESTIC WATER EQUIPMENT - Storage Tank - Galvanized steel, 15 gallon, 14\" diameter, 26\" L.O.A."]
[null,null,null,null,null,null,null,null,null,null,null,"23-15 15 15 13","Cementitious Wall Cladding Panels","23-15 15 15 13: Cementitious Wall Cladding Panels",null,null,20238,"D20 PLUMBING","D2020 DOMESTIC WATER DISTRIBUTION","D202003 DOMESTIC WATER EQUIPMENT","Storage Tank - Galvanized steel, 240 gallon, 30\" diameter, 86\" L.O.A.","D202003: PLUMBING, DOMESTIC WATER DISTRIBUTION, DOMESTIC WATER EQUIPMENT - Storage Tank - Galvanized steel, 240 gallon, 30\" diameter, 86\" L.O.A."]
[null,null,null,null,null,null,null,null,null,null,null,"23-15 15 15 13 11","Precast Concrete Wall Cladding Panels","23-15 15 15 13 11: Precast Concrete Wall Cladding Panels",null,null,20241,"D20 PLUMBING","D2020 DOMESTIC WATER DISTRIBUTION","D202003 DOMESTIC WATER EQUIPMENT","Storage Tank - Galvanized steel, 30 gallon, 14\" diameter, 49\" L.O.A.","D202003: PLUMBING, DOMESTIC WATER DISTRIBUTION, DOMESTIC WATER EQUIPMENT - Storage Tank - Galvanized steel, 30 gallon, 14\" diameter, 49\" L.O.A."]
[null,null,null,null,null,null,null,null,null,null,null,"23-15 15 15 15","Metal Wall Cladding Panels","23-15 15 15 15: Metal Wall Cladding Panels",null,null,20237,"D20 PLUMBING","D2020 DOMESTIC WATER DISTRIBUTION","D202003 DOMESTIC WATER EQUIPMENT","Storage Tank - Galvanized steel, 300 gallon, 36\" diameter, 76\" L.O.A.","D202003: PLUMBING, DOMESTIC WATER DISTRIBUTION, DOMESTIC WATER EQUIPMENT - Storage Tank - Galvanized steel, 300 gallon, 36\" diameter, 76\" L.O.A."]
[null,null,null,null,null,null,null,null,null,null,null,"23-15 15 15 17","Wood Based Wall Cladding Panels","23-15 15 15 17: Wood Based Wall Cladding Panels",null,null,20235,"D20 PLUMBING","D2020 DOMESTIC WATER DISTRIBUTION","D202003 DOMESTIC WATER EQUIPMENT","Storage Tank - Galvanized steel, 400 gallon, 36\" diameter, 100\" L.O.A.","D202003: PLUMBING, DOMESTIC WATER DISTRIBUTION, DOMESTIC WATER EQUIPMENT - Storage Tank - Galvanized steel, 400 gallon, 36\" diameter, 100\" L.O.A."]
[null,null,null,null,null,null,null,null,null,null,null,"23-15 15 15 19","Plastic Wall Cladding Panels","23-15 15 15 19: Plastic Wall Cladding Panels",null,null,20234,"D20 PLUMBING","D2020 DOMESTIC WATER DISTRIBUTION","D202003 DOMESTIC WATER EQUIPMENT","Storage Tank - Galvanized steel, 500 gallon, 36\" diameter,126\" L.O.A.","D202003: PLUMBING, DOMESTIC WATER DISTRIBUTION, DOMESTIC WATER EQUIPMENT - Storage Tank - Galvanized steel, 500 gallon, 36\" diameter,126\" L.O.A."]
[null,null,null,null,null,null,null,null,null,null,null,"23-15 15 15 19 11","Plastic Wall Cladding Blocks","23-15 15 15 19 11: Plastic Wall Cladding Blocks",null,null,20240,"D20 PLUMBING","D2020 DOMESTIC WATER DISTRIBUTION","D202003 DOMESTIC WATER EQUIPMENT","Storage Tank - Galvanized steel, 80 gallon, 20\" diameter, 64\" L.O.A.","D202003: PLUMBING, DOMESTIC WATER DISTRIBUTION, DOMESTIC WATER EQUIPMENT - Storage Tank - Galvanized steel, 80 gallon, 20\" diameter, 64\" L.O.A."]
[null,null,null,null,null,null,null,null,null,null,null,"23-15 15 15 21","Other Wall Cladding Panels","23-15 15 15 21: Other Wall Cladding Panels",null,null,20228,"D20 PLUMBING","D2020 DOMESTIC WATER DISTRIBUTION","D202003 DOMESTIC WATER EQUIPMENT","Storage Tank - Glass lined, PE, 1330 gallon, 66\" diameter, 107\" L.O.A.","D202003: PLUMBING, DOMESTIC WATER DISTRIBUTION, DOMESTIC WATER EQUIPMENT - Storage Tank - Glass lined, PE, 1330 gallon, 66\" diameter, 107\" L.O.A."]
[null,null,null,null,null,null,null,null,null,null,null,"23-15 15 17","Wall Cladding Sheets","23-15 15 17: Wall Cladding Sheets",null,null,20242,"D20 PLUMBING","D2020 DOMESTIC WATER DISTRIBUTION","D202003 DOMESTIC WATER EQUIPMENT","Storage Tank - Glass lined, PE, 140 gallon, 24\" diameter, 80\" L.O.A.","D202003: PLUMBING, DOMESTIC WATER DISTRIBUTION, DOMESTIC WATER EQUIPMENT - Storage Tank - Glass lined, PE, 140 gallon, 24\" diameter, 80\" L.O.A."]
[null,null,null,null,null,null,null,null,null,null,null,"23-15 15 17 11","Fiber Based Wall Cladding Sheets","23-15 15 17 11: Fiber Based Wall Cladding Sheets",null,null,20227,"D20 PLUMBING","D2020 DOMESTIC WATER DISTRIBUTION","D202003 DOMESTIC WATER EQUIPMENT","Storage Tank - Glass lined, PE, 1615 gallon, 72\" diameter, 110\" L.O.A.","D202003: PLUMBING, DOMESTIC WATER DISTRIBUTION, DOMESTIC WATER EQUIPMENT - Storage Tank - Glass lined, PE, 1615 gallon, 72\" diameter, 110\" L.O.A."]
[null,null,null,null,null,null,null,null,null,null,null,"23-15 15 17 13","Metal Wall Cladding Sheets","23-15 15 17 13: Metal Wall Cladding Sheets",null,null,20232,"D20 PLUMBING","D2020 DOMESTIC WATER DISTRIBUTION","D202003 DOMESTIC WATER EQUIPMENT","Storage Tank - Glass lined, PE, 225 gallon, 30\" diameter, 78\" L.O.A.","D202003: PLUMBING, DOMESTIC WATER DISTRIBUTION, DOMESTIC WATER EQUIPMENT - Storage Tank - Glass lined, PE, 225 gallon, 30\" diameter, 78\" L.O.A."]
[null,null,null,null,null,null,null,null,null,null,null,"23-15 15 17 15","Plastic Wall Cladding Sheets","23-15 15 17 15: Plastic Wall Cladding Sheets",null,null,20226,"D20 PLUMBING","D2020 DOMESTIC WATER DISTRIBUTION","D202003 DOMESTIC WATER EQUIPMENT","Storage Tank - Glass lined, PE, 2285 gallon, 84\" diameter, 128\" L.O.A.","D202003: PLUMBING, DOMESTIC WATER DISTRIBUTION, DOMESTIC WATER EQUIPMENT - Storage Tank - Glass lined, PE, 2285 gallon, 84\" diameter, 128\" L.O.A."]
[null,null,null,null,null,null,null,null,null,null,null,"23-15 15 17 17","Fiberglass Reinforced Panels","23-15 15 17 17: Fiberglass Reinforced Panels",null,null,20231,"D20 PLUMBING","D2020 DOMESTIC WATER DISTRIBUTION","D202003 DOMESTIC WATER EQUIPMENT","Storage Tank - Glass lined, PE, 325 gallon, 36\" diameter, 81\" L.O.A.","D202003: PLUMBING, DOMESTIC WATER DISTRIBUTION, DOMESTIC WATER EQUIPMENT - Storage Tank - Glass lined, PE, 325 gallon, 36\" diameter, 81\" L.O.A."]
[null,null,null,null,null,null,null,null,null,null,null,"23-15 15 19","Wall Coverings","23-15 15 19: Wall Coverings",null,null,20225,"D20 PLUMBING","D2020 DOMESTIC WATER DISTRIBUTION","D202003 DOMESTIC WATER EQUIPMENT","Storage Tank - Glass lined, PE, 3440 gallon, 96\" diameter, 157\" L.O.A.","D202003: PLUMBING, DOMESTIC WATER DISTRIBUTION, DOMESTIC WATER EQUIPMENT - Storage Tank - Glass lined, PE, 3440 gallon, 96\" diameter, 157\" L.O.A."]
[null,null,null,null,null,null,null,null,null,null,null,"23-15 15 19 11","Wallpaper","23-15 15 19 11: Wallpaper",null,null,20230,"D20 PLUMBING","D2020 DOMESTIC WATER DISTRIBUTION","D202003 DOMESTIC WATER EQUIPMENT","Storage Tank - Glass lined, PE, 460 gallon, 42\" diameter, 84\" L.O.A.","D202003: PLUMBING, DOMESTIC WATER DISTRIBUTION, DOMESTIC WATER EQUIPMENT - Storage Tank - Glass lined, PE, 460 gallon, 42\" diameter, 84\" L.O.A."]
[null,null,null,null,null,null,null,null,null,null,null,"23-15 15 19 13","Wall Fabrics","23-15 15 19 13: Wall Fabrics",null,null,20224,"D20 PLUMBING","D2020 DOMESTIC WATER DISTRIBUTION","D202003 DOMESTIC WATER EQUIPMENT","Storage Tank - Glass lined, PE, 605 gallon, 48\" diameter, 87\" L.O.A.","D202003: PLUMBING, DOMESTIC WATER DISTRIBUTION, DOMESTIC WATER EQUIPMENT - Storage Tank - Glass lined, PE, 605 gallon, 48\" diameter, 87\" L.O.A."]
[null,null,null,null,null,null,null,null,null,null,null,"23-15 15 19 15","Plastic Wall Coverings","23-15 15 19 15: Plastic Wall Coverings",null,null,20229,"D20 PLUMBING","D2020 DOMESTIC WATER DISTRIBUTION","D202003 DOMESTIC WATER EQUIPMENT","Storage Tank - Glass lined, PE, 740 gallon, 54\" diameter, 91\" L.O.A.","D202003: PLUMBING, DOMESTIC WATER DISTRIBUTION, DOMESTIC WATER EQUIPMENT - Storage Tank - Glass lined, PE, 740 gallon, 54\" diameter, 91\" L.O.A."]
[null,null,null,null,null,null,null,null,null,null,null,"23-15 15 19 17","Cork Wall Covering","23-15 15 19 17: Cork Wall Covering",null,null,20233,"D20 PLUMBING","D2020 DOMESTIC WATER DISTRIBUTION","D202003 DOMESTIC WATER EQUIPMENT","Storage Tank - Glass lined, PE, 80 gallon, 20\" diameter, 64\" L.O.A.","D202003: PLUMBING, DOMESTIC WATER DISTRIBUTION, DOMESTIC WATER EQUIPMENT - Storage Tank - Glass lined, PE, 80 gallon, 20\" diameter, 64\" L.O.A."]
[null,null,null,null,null,null,null,null,null,null,null,"23-15 15 19 19","Vinyl Coated Fabric Wall Covering","23-15 15 19 19: Vinyl Coated Fabric Wall Covering",null,null,20243,"D20 PLUMBING","D2020 DOMESTIC WATER DISTRIBUTION","D202003 DOMESTIC WATER EQUIPMENT","Storage Tank - Glass lined, PE, 940 gallon, 60\" diameter, 93\" L.O.A.","D202003: PLUMBING, DOMESTIC WATER DISTRIBUTION, DOMESTIC WATER EQUIPMENT - Storage Tank - Glass lined, PE, 940 gallon, 60\" diameter, 93\" L.O.A."]
[null,null,null,null,null,null,null,null,null,null,null,"23-15 15 19 21","Vinyl Wall Covering","23-15 15 19 21: Vinyl Wall Covering",null,null,21491,"D20 PLUMBING","D2020 DOMESTIC WATER DISTRIBUTION","D202003 DOMESTIC WATER EQUIPMENT","Water Heaters, Commercial, Electric","D202003: PLUMBING, DOMESTIC WATER DISTRIBUTION, DOMESTIC WATER EQUIPMENT - Water Heaters, Commercial, Electric"]
[null,null,null,null,null,null,null,null,null,null,null,"23-15 15 19 23","Wall Carpet","23-15 15 19 23: Wall Carpet",null,null,20282,"D20 PLUMBING","D2020 DOMESTIC WATER DISTRIBUTION","D202003 DOMESTIC WATER EQUIPMENT","Water Heaters, Commercial, Electric -   50 gal,    9 KW,   37 GPH","D202003: PLUMBING, DOMESTIC WATER DISTRIBUTION, DOMESTIC WATER EQUIPMENT - Water Heaters, Commercial, Electric -   50 gal,    9 KW,   37 GPH"]
[null,null,null,null,null,null,null,null,null,null,null,"23-15 15 19 25","Wall Veneers","23-15 15 19 25: Wall Veneers",null,null,20289,"D20 PLUMBING","D2020 DOMESTIC WATER DISTRIBUTION","D202003 DOMESTIC WATER EQUIPMENT","Water Heaters, Commercial, Electric -   80 gal,   12 KW,   49 GPH","D202003: PLUMBING, DOMESTIC WATER DISTRIBUTION, DOMESTIC WATER EQUIPMENT - Water Heaters, Commercial, Electric -   80 gal,   12 KW,   49 GPH"]
[null,null,null,null,null,null,null,null,null,null,null,"23-15 15 21","Wall Blocks","23-15 15 21: Wall Blocks",null,null,20288,"D20 PLUMBING","D2020 DOMESTIC WATER DISTRIBUTION","D202003 DOMESTIC WATER EQUIPMENT","Water Heaters, Commercial, Electric -   80 gal,   36 KW,  147 GPH","D202003: PLUMBING, DOMESTIC WATER DISTRIBUTION, DOMESTIC WATER EQUIPMENT - Water Heaters, Commercial, Electric -   80 gal,   36 KW,  147 GPH"]
[null,null,null,null,null,null,null,null,null,null,null,"23-15 15 23","Wall Linings","23-15 15 23: Wall Linings",null,null,20287,"D20 PLUMBING","D2020 DOMESTIC WATER DISTRIBUTION","D202003 DOMESTIC WATER EQUIPMENT","Water Heaters, Commercial, Electric -  120 gal,  36 KW,  147 GPH","D202003: PLUMBING, DOMESTIC WATER DISTRIBUTION, DOMESTIC WATER EQUIPMENT - Water Heaters, Commercial, Electric -  120 gal,  36 KW,  147 GPH"]
[null,null,null,null,null,null,null,null,null,null,null,"23-15 15 25","Wall Finish Coatings","23-15 15 25: Wall Finish Coatings",null,null,20286,"D20 PLUMBING","D2020 DOMESTIC WATER DISTRIBUTION","D202003 DOMESTIC WATER EQUIPMENT","Water Heaters, Commercial, Electric -  150 gal, 120 KW,  490 GPH","D202003: PLUMBING, DOMESTIC WATER DISTRIBUTION, DOMESTIC WATER EQUIPMENT - Water Heaters, Commercial, Electric -  150 gal, 120 KW,  490 GPH"]
[null,null,null,null,null,null,null,null,null,null,null,"23-15 15 27","Renders","23-15 15 27: Renders",null,null,20285,"D20 PLUMBING","D2020 DOMESTIC WATER DISTRIBUTION","D202003 DOMESTIC WATER EQUIPMENT","Water Heaters, Commercial, Electric -  200 gal, 120 KW,  490 GPH","D202003: PLUMBING, DOMESTIC WATER DISTRIBUTION, DOMESTIC WATER EQUIPMENT - Water Heaters, Commercial, Electric -  200 gal, 120 KW,  490 GPH"]
[null,null,null,null,null,null,null,null,null,null,null,"23-15 15 29","Acoustical Wall Finishes","23-15 15 29: Acoustical Wall Finishes",null,null,20283,"D20 PLUMBING","D2020 DOMESTIC WATER DISTRIBUTION","D202003 DOMESTIC WATER EQUIPMENT","Water Heaters, Commercial, Electric -  250 gal, 150 KW,  615 GPH","D202003: PLUMBING, DOMESTIC WATER DISTRIBUTION, DOMESTIC WATER EQUIPMENT - Water Heaters, Commercial, Electric -  250 gal, 150 KW,  615 GPH"]
[null,null,null,null,null,null,null,null,null,null,null,"23-15 15 31","Wall Specialties and Trim","23-15 15 31: Wall Specialties and Trim",null,null,20281,"D20 PLUMBING","D2020 DOMESTIC WATER DISTRIBUTION","D202003 DOMESTIC WATER EQUIPMENT","Water Heaters, Commercial, Electric -  300 gal, 180 KW,  738 GPH","D202003: PLUMBING, DOMESTIC WATER DISTRIBUTION, DOMESTIC WATER EQUIPMENT - Water Heaters, Commercial, Electric -  300 gal, 180 KW,  738 GPH"]
[null,null,null,null,null,null,null,null,null,null,null,"23-15 15 31 11","Wall Pilasters","23-15 15 31 11: Wall Pilasters",null,null,20290,"D20 PLUMBING","D2020 DOMESTIC WATER DISTRIBUTION","D202003 DOMESTIC WATER EQUIPMENT","Water Heaters, Commercial, Electric -  350 gal,   30 KW,  123 GPH","D202003: PLUMBING, DOMESTIC WATER DISTRIBUTION, DOMESTIC WATER EQUIPMENT - Water Heaters, Commercial, Electric -  350 gal,   30 KW,  123 GPH"]
[null,null,null,null,null,null,null,null,null,null,null,"23-15 15 31 13","Wall Niches","23-15 15 31 13: Wall Niches",null,null,20273,"D20 PLUMBING","D2020 DOMESTIC WATER DISTRIBUTION","D202003 DOMESTIC WATER EQUIPMENT","Water Heaters, Commercial, Electric -  350 gal, 180 KW,  738 GPH","D202003: PLUMBING, DOMESTIC WATER DISTRIBUTION, DOMESTIC WATER EQUIPMENT - Water Heaters, Commercial, Electric -  350 gal, 180 KW,  738 GPH"]
[null,null,null,null,null,null,null,null,null,null,null,"23-15 15 31 15","Wall Moldings","23-15 15 31 15: Wall Moldings",null,null,20274,"D20 PLUMBING","D2020 DOMESTIC WATER DISTRIBUTION","D202003 DOMESTIC WATER EQUIPMENT","Water Heaters, Commercial, Electric -  500 gal,   30 KW,  123 GPH","D202003: PLUMBING, DOMESTIC WATER DISTRIBUTION, DOMESTIC WATER EQUIPMENT - Water Heaters, Commercial, Electric -  500 gal,   30 KW,  123 GPH"]
[null,null,null,null,null,null,null,null,null,null,null,"23-15 15 31 17","Renovating Wall Coverings","23-15 15 31 17: Renovating Wall Coverings",null,null,20280,"D20 PLUMBING","D2020 DOMESTIC WATER DISTRIBUTION","D202003 DOMESTIC WATER EQUIPMENT","Water Heaters, Commercial, Electric -  500 gal, 240 KW,  984 GPH","D202003: PLUMBING, DOMESTIC WATER DISTRIBUTION, DOMESTIC WATER EQUIPMENT - Water Heaters, Commercial, Electric -  500 gal, 240 KW,  984 GPH"]
[null,null,null,null,null,null,null,null,null,null,null,"23-15 15 31 19","Renovating Wall Claddings","23-15 15 31 19: Renovating Wall Claddings",null,null,20284,"D20 PLUMBING","D2020 DOMESTIC WATER DISTRIBUTION","D202003 DOMESTIC WATER EQUIPMENT","Water Heaters, Commercial, Electric -  700 gal,   30 KW,  123 GPH","D202003: PLUMBING, DOMESTIC WATER DISTRIBUTION, DOMESTIC WATER EQUIPMENT - Water Heaters, Commercial, Electric -  700 gal,   30 KW,  123 GPH"]
[null,null,null,null,null,null,null,null,null,null,null,"23-15 15 33","Wall Finish Restoration Products","23-15 15 33: Wall Finish Restoration Products",null,null,20279,"D20 PLUMBING","D2020 DOMESTIC WATER DISTRIBUTION","D202003 DOMESTIC WATER EQUIPMENT","Water Heaters, Commercial, Electric -  700 gal, 300 KW, 1230 GPH","D202003: PLUMBING, DOMESTIC WATER DISTRIBUTION, DOMESTIC WATER EQUIPMENT - Water Heaters, Commercial, Electric -  700 gal, 300 KW, 1230 GPH"]
[null,null,null,null,null,null,null,null,null,null,null,"23-15 15 35","Security Wall Protection Products","23-15 15 35: Security Wall Protection Products",null,null,20278,"D20 PLUMBING","D2020 DOMESTIC WATER DISTRIBUTION","D202003 DOMESTIC WATER EQUIPMENT","Water Heaters, Commercial, Electric - 1000 gal,   60 KW,  245 GPH","D202003: PLUMBING, DOMESTIC WATER DISTRIBUTION, DOMESTIC WATER EQUIPMENT - Water Heaters, Commercial, Electric - 1000 gal,   60 KW,  245 GPH"]
[null,null,null,null,null,null,null,null,null,null,null,"23-15 15 35 11","Blast Resistant Wall Exteriors","23-15 15 35 11: Blast Resistant Wall Exteriors",null,null,20277,"D20 PLUMBING","D2020 DOMESTIC WATER DISTRIBUTION","D202003 DOMESTIC WATER EQUIPMENT","Water Heaters, Commercial, Electric - 1000 gal, 480 KW, 1970 GPH","D202003: PLUMBING, DOMESTIC WATER DISTRIBUTION, DOMESTIC WATER EQUIPMENT - Water Heaters, Commercial, Electric - 1000 gal, 480 KW, 1970 GPH"]
[null,null,null,null,null,null,null,null,null,null,null,"23-15 15 35 13","Blast Resistant Wall Interiors","23-15 15 35 13: Blast Resistant Wall Interiors",null,null,20276,"D20 PLUMBING","D2020 DOMESTIC WATER DISTRIBUTION","D202003 DOMESTIC WATER EQUIPMENT","Water Heaters, Commercial, Electric - 1500 gal,   60 KW,  245 GPH","D202003: PLUMBING, DOMESTIC WATER DISTRIBUTION, DOMESTIC WATER EQUIPMENT - Water Heaters, Commercial, Electric - 1500 gal,   60 KW,  245 GPH"]
[null,null,null,null,null,null,null,null,null,null,null,"23-15 17 11","Flooring Specialties and Accessories","23-15 17 11: Flooring Specialties and Accessories",null,null,20275,"D20 PLUMBING","D2020 DOMESTIC WATER DISTRIBUTION","D202003 DOMESTIC WATER EQUIPMENT","Water Heaters, Commercial, Electric - 1500 gal, 480 KW, 1970 GPH","D202003: PLUMBING, DOMESTIC WATER DISTRIBUTION, DOMESTIC WATER EQUIPMENT - Water Heaters, Commercial, Electric - 1500 gal, 480 KW, 1970 GPH"]
[null,null,null,null,null,null,null,null,null,null,null,"23-15 17 11 11","Floor Toppings","23-15 17 11 11: Floor Toppings",null,null,21490,"D20 PLUMBING","D2020 DOMESTIC WATER DISTRIBUTION","D202003 DOMESTIC WATER EQUIPMENT","Water Heaters, Commercial, Gas","D202003: PLUMBING, DOMESTIC WATER DISTRIBUTION, DOMESTIC WATER EQUIPMENT - Water Heaters, Commercial, Gas"]
[null,null,null,null,null,null,null,null,null,null,null,"23-15 17 11 11 11","Concrete Floor Toppings","23-15 17 11 11 11: Concrete Floor Toppings",null,null,20271,"D20 PLUMBING","D2020 DOMESTIC WATER DISTRIBUTION","D202003 DOMESTIC WATER EQUIPMENT","Water Heaters, Commercial, Gas -  75 MBH input,  63 GPH","D202003: PLUMBING, DOMESTIC WATER DISTRIBUTION, DOMESTIC WATER EQUIPMENT - Water Heaters, Commercial, Gas -  75 MBH input,  63 GPH"]
[null,null,null,null,null,null,null,null,null,null,null,"23-15 17 11 13","Floor Underlayments","23-15 17 11 13: Floor Underlayments",null,null,20270,"D20 PLUMBING","D2020 DOMESTIC WATER DISTRIBUTION","D202003 DOMESTIC WATER EQUIPMENT","Water Heaters, Commercial, Gas -  95 MBH input,  86 GPH","D202003: PLUMBING, DOMESTIC WATER DISTRIBUTION, DOMESTIC WATER EQUIPMENT - Water Heaters, Commercial, Gas -  95 MBH input,  86 GPH"]
[null,null,null,null,null,null,null,null,null,null,null,"23-15 17 11 13 11","Cementitious Floor Underlayments","23-15 17 11 13 11: Cementitious Floor Underlayments",null,null,20269,"D20 PLUMBING","D2020 DOMESTIC WATER DISTRIBUTION","D202003 DOMESTIC WATER EQUIPMENT","Water Heaters, Commercial, Gas - 100 MBH input,  91 GPH","D202003: PLUMBING, DOMESTIC WATER DISTRIBUTION, DOMESTIC WATER EQUIPMENT - Water Heaters, Commercial, Gas - 100 MBH input,  91 GPH"]
[null,null,null,null,null,null,null,null,null,null,null,"23-15 17 11 13 11 11","Gypsum Floor Underlayments","23-15 17 11 13 11 11: Gypsum Floor Underlayments",null,null,20268,"D20 PLUMBING","D2020 DOMESTIC WATER DISTRIBUTION","D202003 DOMESTIC WATER EQUIPMENT","Water Heaters, Commercial, Gas - 115 MBH input, 110 GPH","D202003: PLUMBING, DOMESTIC WATER DISTRIBUTION, DOMESTIC WATER EQUIPMENT - Water Heaters, Commercial, Gas - 115 MBH input, 110 GPH"]
[null,null,null,null,null,null,null,null,null,null,null,"23-15 17 11 13 11 13","Portland Cement Floor Underlayments","23-15 17 11 13 11 13: Portland Cement Floor Underlayments",null,null,20261,"D20 PLUMBING","D2020 DOMESTIC WATER DISTRIBUTION","D202003 DOMESTIC WATER EQUIPMENT","Water Heaters, Commercial, Gas - 155 MBH input, 150 GPH","D202003: PLUMBING, DOMESTIC WATER DISTRIBUTION, DOMESTIC WATER EQUIPMENT - Water Heaters, Commercial, Gas - 155 MBH input, 150 GPH"]
[null,null,null,null,null,null,null,null,null,null,null,"23-15 17 11 13 13","Acoustical Underlayments","23-15 17 11 13 13: Acoustical Underlayments",null,null,20266,"D20 PLUMBING","D2020 DOMESTIC WATER DISTRIBUTION","D202003 DOMESTIC WATER EQUIPMENT","Water Heaters, Commercial, Gas - 175 MBH input, 168 GPH","D202003: PLUMBING, DOMESTIC WATER DISTRIBUTION, DOMESTIC WATER EQUIPMENT - Water Heaters, Commercial, Gas - 175 MBH input, 168 GPH"]
[null,null,null,null,null,null,null,null,null,null,null,"23-15 17 11 13 15","Crack Prevention Mat Underlayments","23-15 17 11 13 15: Crack Prevention Mat Underlayments",null,null,20272,"D20 PLUMBING","D2020 DOMESTIC WATER DISTRIBUTION","D202003 DOMESTIC WATER EQUIPMENT","Water Heaters, Commercial, Gas - 200 MBH input, 192 GPH","D202003: PLUMBING, DOMESTIC WATER DISTRIBUTION, DOMESTIC WATER EQUIPMENT - Water Heaters, Commercial, Gas - 200 MBH input, 192 GPH"]
[null,null,null,null,null,null,null,null,null,null,null,"23-15 17 11 15","Floor Treatment Products","23-15 17 11 15: Floor Treatment Products",null,null,20265,"D20 PLUMBING","D2020 DOMESTIC WATER DISTRIBUTION","D202003 DOMESTIC WATER EQUIPMENT","Water Heaters, Commercial, Gas - 240 MBH input, 230 GPH","D202003: PLUMBING, DOMESTIC WATER DISTRIBUTION, DOMESTIC WATER EQUIPMENT - Water Heaters, Commercial, Gas - 240 MBH input, 230 GPH"]
[null,null,null,null,null,null,null,null,null,null,null,"23-15 17 11 15 11","Floor Sealers","23-15 17 11 15 11: Floor Sealers",null,null,20264,"D20 PLUMBING","D2020 DOMESTIC WATER DISTRIBUTION","D202003 DOMESTIC WATER EQUIPMENT","Water Heaters, Commercial, Gas - 300 MBH input, 278 GPH","D202003: PLUMBING, DOMESTIC WATER DISTRIBUTION, DOMESTIC WATER EQUIPMENT - Water Heaters, Commercial, Gas - 300 MBH input, 278 GPH"]
[null,null,null,null,null,null,null,null,null,null,null,"23-15 17 11 15 13","Floor Hardeners","23-15 17 11 15 13: Floor Hardeners",null,null,20263,"D20 PLUMBING","D2020 DOMESTIC WATER DISTRIBUTION","D202003 DOMESTIC WATER EQUIPMENT","Water Heaters, Commercial, Gas - 390 MBH input, 374 GPH","D202003: PLUMBING, DOMESTIC WATER DISTRIBUTION, DOMESTIC WATER EQUIPMENT - Water Heaters, Commercial, Gas - 390 MBH input, 374 GPH"]
[null,null,null,null,null,null,null,null,null,null,null,"23-15 17 11 15 15","Slip Resistant Floor Treatment","23-15 17 11 15 15: Slip Resistant Floor Treatment",null,null,20262,"D20 PLUMBING","D2020 DOMESTIC WATER DISTRIBUTION","D202003 DOMESTIC WATER EQUIPMENT","Water Heaters, Commercial, Gas - 500 MBH input, 480 GPH","D202003: PLUMBING, DOMESTIC WATER DISTRIBUTION, DOMESTIC WATER EQUIPMENT - Water Heaters, Commercial, Gas - 500 MBH input, 480 GPH"]
[null,null,null,null,null,null,null,null,null,null,null,"23-15 17 11 15 17","Static Resistant Floor Treatment","23-15 17 11 15 17: Static Resistant Floor Treatment",null,null,20267,"D20 PLUMBING","D2020 DOMESTIC WATER DISTRIBUTION","D202003 DOMESTIC WATER EQUIPMENT","Water Heaters, Commercial, Gas - 600 MBH input, 576 GPH","D202003: PLUMBING, DOMESTIC WATER DISTRIBUTION, DOMESTIC WATER EQUIPMENT - Water Heaters, Commercial, Gas - 600 MBH input, 576 GPH"]
[null,null,null,null,null,null,null,null,null,null,null,"23-15 17 11 15 19","Acid Resistant Floor Treatment","23-15 17 11 15 19: Acid Resistant Floor Treatment",null,null,21489,"D20 PLUMBING","D2020 DOMESTIC WATER DISTRIBUTION","D202003 DOMESTIC WATER EQUIPMENT","Water Heaters, Commercial, Oil","D202003: PLUMBING, DOMESTIC WATER DISTRIBUTION, DOMESTIC WATER EQUIPMENT - Water Heaters, Commercial, Oil"]
[null,null,null,null,null,null,null,null,null,null,null,"23-15 17 11 17","Floor Base and Accessories","23-15 17 11 17: Floor Base and Accessories",null,null,20259,"D20 PLUMBING","D2020 DOMESTIC WATER DISTRIBUTION","D202003 DOMESTIC WATER EQUIPMENT","Water Heaters, Commercial, Oil - 140 gal,  140 MBH input,  134 GPH","D202003: PLUMBING, DOMESTIC WATER DISTRIBUTION, DOMESTIC WATER EQUIPMENT - Water Heaters, Commercial, Oil - 140 gal,  140 MBH input,  134 GPH"]
[null,null,null,null,null,null,null,null,null,null,null,"23-15 17 11 17 11","Base and Accessories for Floor Coverings","23-15 17 11 17 11: Base and Accessories for Floor Coverings",null,null,20260,"D20 PLUMBING","D2020 DOMESTIC WATER DISTRIBUTION","D202003 DOMESTIC WATER EQUIPMENT","Water Heaters, Commercial, Oil - 140 gal,  255 MBH input,  247 GPH","D202003: PLUMBING, DOMESTIC WATER DISTRIBUTION, DOMESTIC WATER EQUIPMENT - Water Heaters, Commercial, Oil - 140 gal,  255 MBH input,  247 GPH"]
[null,null,null,null,null,null,null,null,null,null,null,"23-15 17 11 17 13","Acoustic Floor Mountings","23-15 17 11 17 13: Acoustic Floor Mountings",null,null,20258,"D20 PLUMBING","D2020 DOMESTIC WATER DISTRIBUTION","D202003 DOMESTIC WATER EQUIPMENT","Water Heaters, Commercial, Oil - 140 gal,  270 MBH input,  259 GPH","D202003: PLUMBING, DOMESTIC WATER DISTRIBUTION, DOMESTIC WATER EQUIPMENT - Water Heaters, Commercial, Oil - 140 gal,  270 MBH input,  259 GPH"]
[null,null,null,null,null,null,null,null,null,null,null,"23-15 17 11 19","Floor Mats and Grilles","23-15 17 11 19: Floor Mats and Grilles",null,null,20257,"D20 PLUMBING","D2020 DOMESTIC WATER DISTRIBUTION","D202003 DOMESTIC WATER EQUIPMENT","Water Heaters, Commercial, Oil - 140 gal,  400 MBH input,  384 GPH","D202003: PLUMBING, DOMESTIC WATER DISTRIBUTION, DOMESTIC WATER EQUIPMENT - Water Heaters, Commercial, Oil - 140 gal,  400 MBH input,  384 GPH"]
[null,null,null,null,null,null,null,null,null,null,null,"23-15 17 11 19 11","Floor Mats","23-15 17 11 19 11: Floor Mats",null,null,20256,"D20 PLUMBING","D2020 DOMESTIC WATER DISTRIBUTION","D202003 DOMESTIC WATER EQUIPMENT","Water Heaters, Commercial, Oil - 140 gal,  720 MBH input,  691 GPH","D202003: PLUMBING, DOMESTIC WATER DISTRIBUTION, DOMESTIC WATER EQUIPMENT - Water Heaters, Commercial, Oil - 140 gal,  720 MBH input,  691 GPH"]
[null,null,null,null,null,null,null,null,null,null,null,"23-15 17 11 19 13","Floor Grilles","23-15 17 11 19 13: Floor Grilles",null,null,20252,"D20 PLUMBING","D2020 DOMESTIC WATER DISTRIBUTION","D202003 DOMESTIC WATER EQUIPMENT","Water Heaters, Commercial, Oil - 201 gal, 1000 MBH input,  960 GPH","D202003: PLUMBING, DOMESTIC WATER DISTRIBUTION, DOMESTIC WATER EQUIPMENT - Water Heaters, Commercial, Oil - 201 gal, 1000 MBH input,  960 GPH"]
[null,null,null,null,null,null,null,null,null,null,null,"23-15 17 11 19 15","Floor Gratings","23-15 17 11 19 15: Floor Gratings",null,null,20244,"D20 PLUMBING","D2020 DOMESTIC WATER DISTRIBUTION","D202003 DOMESTIC WATER EQUIPMENT","Water Heaters, Commercial, Oil - 201 gal, 1250 MBH input, 1200 GPH","D202003: PLUMBING, DOMESTIC WATER DISTRIBUTION, DOMESTIC WATER EQUIPMENT - Water Heaters, Commercial, Oil - 201 gal, 1250 MBH input, 1200 GPH"]
[null,null,null,null,null,null,null,null,null,null,null,"23-15 17 11 21","Flooring Restoration Products","23-15 17 11 21: Flooring Restoration Products",null,null,20251,"D20 PLUMBING","D2020 DOMESTIC WATER DISTRIBUTION","D202003 DOMESTIC WATER EQUIPMENT","Water Heaters, Commercial, Oil - 201 gal, 1500 MBH input, 1441 GPH","D202003: PLUMBING, DOMESTIC WATER DISTRIBUTION, DOMESTIC WATER EQUIPMENT - Water Heaters, Commercial, Oil - 201 gal, 1500 MBH input, 1441 GPH"]
[null,null,null,null,null,null,null,null,null,null,null,"23-15 17 11 21 11","Bamboo","23-15 17 11 21 11: Bamboo",null,null,20255,"D20 PLUMBING","D2020 DOMESTIC WATER DISTRIBUTION","D202003 DOMESTIC WATER EQUIPMENT","Water Heaters, Commercial, Oil - 221 gal,  300 MBH input,  288 GPH","D202003: PLUMBING, DOMESTIC WATER DISTRIBUTION, DOMESTIC WATER EQUIPMENT - Water Heaters, Commercial, Oil - 221 gal,  300 MBH input,  288 GPH"]
[null,null,null,null,null,null,null,null,null,null,null,"23-15 17 13","Floor Covering Strips, Tiles, Blocks, and Slabs","23-15 17 13: Floor Covering Strips, Tiles, Blocks, and Slabs",null,null,20254,"D20 PLUMBING","D2020 DOMESTIC WATER DISTRIBUTION","D202003 DOMESTIC WATER EQUIPMENT","Water Heaters, Commercial, Oil - 221 gal,  600 MBH input,  576 GPH","D202003: PLUMBING, DOMESTIC WATER DISTRIBUTION, DOMESTIC WATER EQUIPMENT - Water Heaters, Commercial, Oil - 221 gal,  600 MBH input,  576 GPH"]
[null,null,null,null,null,null,null,null,null,null,null,"23-15 17 13 11","Wood Flooring","23-15 17 13 11: Wood Flooring",null,null,20253,"D20 PLUMBING","D2020 DOMESTIC WATER DISTRIBUTION","D202003 DOMESTIC WATER EQUIPMENT","Water Heaters, Commercial, Oil - 221 gal,  800 MBH input,  768 GPH","D202003: PLUMBING, DOMESTIC WATER DISTRIBUTION, DOMESTIC WATER EQUIPMENT - Water Heaters, Commercial, Oil - 221 gal,  800 MBH input,  768 GPH"]
[null,null,null,null,null,null,null,null,null,null,null,"23-15 17 13 11 11","Cushioned Wood Flooring Assemblies","23-15 17 13 11 11: Cushioned Wood Flooring Assemblies",null,null,20245,"D20 PLUMBING","D2020 DOMESTIC WATER DISTRIBUTION","D202003 DOMESTIC WATER EQUIPMENT","Water Heaters, Commercial, Oil - 397 gal, 1500 MBH input, 1441 GPH","D202003: PLUMBING, DOMESTIC WATER DISTRIBUTION, DOMESTIC WATER EQUIPMENT - Water Heaters, Commercial, Oil - 397 gal, 1500 MBH input, 1441 GPH"]
[null,null,null,null,null,null,null,null,null,null,null,"23-15 17 13 11 13","Mastic Set Wood Flooring Assemblies","23-15 17 13 11 13: Mastic Set Wood Flooring Assemblies",null,null,20246,"D20 PLUMBING","D2020 DOMESTIC WATER DISTRIBUTION","D202003 DOMESTIC WATER EQUIPMENT","Water Heaters, Commercial, Oil - 397 gal, 1750 MBH input, 1681 GPH","D202003: PLUMBING, DOMESTIC WATER DISTRIBUTION, DOMESTIC WATER EQUIPMENT - Water Heaters, Commercial, Oil - 397 gal, 1750 MBH input, 1681 GPH"]
[null,null,null,null,null,null,null,null,null,null,null,"23-15 17 13 11 15","Resilient Wood Flooring Assemblies","23-15 17 13 11 15: Resilient Wood Flooring Assemblies",null,null,20250,"D20 PLUMBING","D2020 DOMESTIC WATER DISTRIBUTION","D202003 DOMESTIC WATER EQUIPMENT","Water Heaters, Commercial, Oil - 411 gal,  600 MBH input,   576 GPH","D202003: PLUMBING, DOMESTIC WATER DISTRIBUTION, DOMESTIC WATER EQUIPMENT - Water Heaters, Commercial, Oil - 411 gal,  600 MBH input,   576 GPH"]
[null,null,null,null,null,null,null,null,null,null,null,"23-15 17 13 11 17","Wood Athletic Flooring","23-15 17 13 11 17: Wood Athletic Flooring",null,null,20249,"D20 PLUMBING","D2020 DOMESTIC WATER DISTRIBUTION","D202003 DOMESTIC WATER EQUIPMENT","Water Heaters, Commercial, Oil - 411 gal,  800 MBH input,   768 GPH","D202003: PLUMBING, DOMESTIC WATER DISTRIBUTION, DOMESTIC WATER EQUIPMENT - Water Heaters, Commercial, Oil - 411 gal,  800 MBH input,   768 GPH"]
[null,null,null,null,null,null,null,null,null,null,null,"23-15 17 13 11 19","Wood Block Flooring","23-15 17 13 11 19: Wood Block Flooring",null,null,20248,"D20 PLUMBING","D2020 DOMESTIC WATER DISTRIBUTION","D202003 DOMESTIC WATER EQUIPMENT","Water Heaters, Commercial, Oil - 411 gal, 1000 MBH input,  960 GPH","D202003: PLUMBING, DOMESTIC WATER DISTRIBUTION, DOMESTIC WATER EQUIPMENT - Water Heaters, Commercial, Oil - 411 gal, 1000 MBH input,  960 GPH"]
[null,null,null,null,null,null,null,null,null,null,null,"23-15 17 13 11 21","Wood Composition Flooring","23-15 17 13 11 21: Wood Composition Flooring",null,null,20247,"D20 PLUMBING","D2020 DOMESTIC WATER DISTRIBUTION","D202003 DOMESTIC WATER EQUIPMENT","Water Heaters, Commercial, Oil - 411 gal, 1250 MBH input, 1200 GPH","D202003: PLUMBING, DOMESTIC WATER DISTRIBUTION, DOMESTIC WATER EQUIPMENT - Water Heaters, Commercial, Oil - 411 gal, 1250 MBH input, 1200 GPH"]
[null,null,null,null,null,null,null,null,null,null,null,"23-15 17 13 11 23","Wood Parquet Flooring","23-15 17 13 11 23: Wood Parquet Flooring",null,null,21494,"D20 PLUMBING","D2020 DOMESTIC WATER DISTRIBUTION","D202003 DOMESTIC WATER EQUIPMENT","Water Heaters, Residential, Electric","D202003: PLUMBING, DOMESTIC WATER DISTRIBUTION, DOMESTIC WATER EQUIPMENT - Water Heaters, Residential, Electric"]
[null,null,null,null,null,null,null,null,null,null,null,"23-15 17 13 11 25","Wood Strip Flooring","23-15 17 13 11 25: Wood Strip Flooring",null,null,21493,"D20 PLUMBING","D2020 DOMESTIC WATER DISTRIBUTION","D202003 DOMESTIC WATER EQUIPMENT","Water Heaters, Residential, Gas","D202003: PLUMBING, DOMESTIC WATER DISTRIBUTION, DOMESTIC WATER EQUIPMENT - Water Heaters, Residential, Gas"]
[null,null,null,null,null,null,null,null,null,null,null,"23-15 17 13 13","Tile Flooring","23-15 17 13 13: Tile Flooring",null,null,21492,"D20 PLUMBING","D2020 DOMESTIC WATER DISTRIBUTION","D202003 DOMESTIC WATER EQUIPMENT","Water Heaters, Residential, Oil","D202003: PLUMBING, DOMESTIC WATER DISTRIBUTION, DOMESTIC WATER EQUIPMENT - Water Heaters, Residential, Oil"]
[null,null,null,null,null,null,null,null,null,null,null,"23-15 17 13 13 11","Clay Based Flooring","23-15 17 13 13 11: Clay Based Flooring",null,null,40029,"D20 PLUMBING","D2020 DOMESTIC WATER DISTRIBUTION","D202003 DOMESTIC WATER EQUIPMENT","Water Softener","D202003: PLUMBING, DOMESTIC WATER DISTRIBUTION, DOMESTIC WATER EQUIPMENT - Water Softener"]
[null,null,null,null,null,null,null,null,null,null,null,"23-15 17 13 13 13","Ceramic Tile Flooring","23-15 17 13 13 13: Ceramic Tile Flooring",null,null,40030,"D20 PLUMBING","D2020 DOMESTIC WATER DISTRIBUTION","D202003 DOMESTIC WATER EQUIPMENT","Water Treatment Equipment","D202003: PLUMBING, DOMESTIC WATER DISTRIBUTION, DOMESTIC WATER EQUIPMENT - Water Treatment Equipment"]
[null,null,null,null,null,null,null,null,null,null,null,"23-15 17 13 13 13 11","Ceramic Mosaic Tile Flooring","23-15 17 13 13 13 11: Ceramic Mosaic Tile Flooring",null,null,40032,"D20 PLUMBING","D2020 DOMESTIC WATER DISTRIBUTION","D202003 DOMESTIC WATER EQUIPMENT","Water Treatment Equipment - Chemical Treatment","D202003: PLUMBING, DOMESTIC WATER DISTRIBUTION, DOMESTIC WATER EQUIPMENT - Water Treatment Equipment - Chemical Treatment"]
[null,null,null,null,null,null,null,null,null,null,null,"23-15 17 13 13 13 13","Conductive Tile Flooring","23-15 17 13 13 13 13: Conductive Tile Flooring",null,null,40031,"D20 PLUMBING","D2020 DOMESTIC WATER DISTRIBUTION","D202003 DOMESTIC WATER EQUIPMENT","Water Treatment Equipment - Deionization Station","D202003: PLUMBING, DOMESTIC WATER DISTRIBUTION, DOMESTIC WATER EQUIPMENT - Water Treatment Equipment - Deionization Station"]
[null,null,null,null,null,null,null,null,null,null,null,"23-15 17 13 13 15","Quarry Tile Flooring","23-15 17 13 13 15: Quarry Tile Flooring",null,null,40033,"D20 PLUMBING","D2020 DOMESTIC WATER DISTRIBUTION","D202003 DOMESTIC WATER EQUIPMENT","Water Treatment Equipment - Ultraviolet Treatment","D202003: PLUMBING, DOMESTIC WATER DISTRIBUTION, DOMESTIC WATER EQUIPMENT - Water Treatment Equipment - Ultraviolet Treatment"]
[null,null,null,null,null,null,null,null,null,null,null,"23-15 17 13 13 17","Chemical Resistant Quarry Tile Flooring","23-15 17 13 13 17: Chemical Resistant Quarry Tile Flooring",null,null,40034,"D20 PLUMBING","D2020 DOMESTIC WATER DISTRIBUTION","D202003 DOMESTIC WATER EQUIPMENT","Water Treatment Equipment - Wastewater Filtration for WashRack Equipment","D202003: PLUMBING, DOMESTIC WATER DISTRIBUTION, DOMESTIC WATER EQUIPMENT - Water Treatment Equipment - Wastewater Filtration for WashRack Equipment"]
[null,null,null,null,null,null,null,null,null,null,null,"23-15 17 13 13 17 11","Porcelain Tile Flooring","23-15 17 13 13 17 11: Porcelain Tile Flooring",null,null,41174,"D20 PLUMBING","D2020 DOMESTIC WATER DISTRIBUTION","D202004 INSULATION & IDENTIFICATION","General","D202004: PLUMBING, DOMESTIC WATER DISTRIBUTION, INSULATION & IDENTIFICATION - General"]
[null,null,null,null,null,null,null,null,null,null,null,"23-15 17 13 13 17 13","Glass Mosaic Tile Flooring","23-15 17 13 13 17 13: Glass Mosaic Tile Flooring",null,null,42174,"D20 PLUMBING","D2020 DOMESTIC WATER DISTRIBUTION","D202004 INSULATION & IDENTIFICATION","Other","D202004: PLUMBING, DOMESTIC WATER DISTRIBUTION, INSULATION & IDENTIFICATION - Other"]
[null,null,null,null,null,null,null,null,null,null,null,"23-15 17 13 13 17 15","Plastic Tile Flooring","23-15 17 13 13 17 15: Plastic Tile Flooring",null,null,43174,"D20 PLUMBING","D2020 DOMESTIC WATER DISTRIBUTION","D202004 INSULATION & IDENTIFICATION","Unknown","D202004: PLUMBING, DOMESTIC WATER DISTRIBUTION, INSULATION & IDENTIFICATION - Unknown"]
[null,null,null,null,null,null,null,null,null,null,null,"23-15 17 13 13 17 17","Metal Tile Flooring","23-15 17 13 13 17 17: Metal Tile Flooring",null,null,41175,"D20 PLUMBING","D2020 DOMESTIC WATER DISTRIBUTION","D202005 SPECIALTIES","General","D202005: PLUMBING, DOMESTIC WATER DISTRIBUTION, SPECIALTIES - General"]
[null,null,null,null,null,null,null,null,null,null,null,"23-15 17 13 13 17 19","Natural Cut Stone Tile Flooring","23-15 17 13 13 17 19: Natural Cut Stone Tile Flooring",null,null,42175,"D20 PLUMBING","D2020 DOMESTIC WATER DISTRIBUTION","D202005 SPECIALTIES","Other","D202005: PLUMBING, DOMESTIC WATER DISTRIBUTION, SPECIALTIES - Other"]
[null,null,null,null,null,null,null,null,null,null,null,"23-15 17 13 13 17 21","Tile Flooring Restoration Products","23-15 17 13 13 17 21: Tile Flooring Restoration Products",null,null,43175,"D20 PLUMBING","D2020 DOMESTIC WATER DISTRIBUTION","D202005 SPECIALTIES","Unknown","D202005: PLUMBING, DOMESTIC WATER DISTRIBUTION, SPECIALTIES - Unknown"]
[null,null,null,null,null,null,null,null,null,null,null,"23-15 17 13 15","Terrazzo Flooring","23-15 17 13 15: Terrazzo Flooring",null,null,41176,"D20 PLUMBING","D2020 DOMESTIC WATER DISTRIBUTION","D202090 OTHER DOMESTIC WATER SUPPLY","General","D202090: PLUMBING, DOMESTIC WATER DISTRIBUTION, OTHER DOMESTIC WATER SUPPLY - General"]
[null,null,null,null,null,null,null,null,null,null,null,"23-15 17 13 15 11","Portland Cement Terrazzo Flooring","23-15 17 13 15 11: Portland Cement Terrazzo Flooring",null,null,21485,"D20 PLUMBING","D2020 DOMESTIC WATER DISTRIBUTION","D202090 OTHER DOMESTIC WATER SUPPLY","Other","D202090: PLUMBING, DOMESTIC WATER DISTRIBUTION, OTHER DOMESTIC WATER SUPPLY - Other"]
[null,null,null,null,null,null,null,null,null,null,null,"23-15 17 13 15 13","Precast Terrazzo Flooring","23-15 17 13 15 13: Precast Terrazzo Flooring",null,null,43176,"D20 PLUMBING","D2020 DOMESTIC WATER DISTRIBUTION","D202090 OTHER DOMESTIC WATER SUPPLY","Unknown","D202090: PLUMBING, DOMESTIC WATER DISTRIBUTION, OTHER DOMESTIC WATER SUPPLY - Unknown"]
[null,null,null,null,null,null,null,null,null,null,null,"23-15 17 13 15 15","Conductive Terrazzo Flooring","23-15 17 13 15 15: Conductive Terrazzo Flooring",null,null,21625,"D20 PLUMBING","D2030 SANITARY WASTE","D203001 WASTE PIPE & FITTINGS","General","D203001: PLUMBING, SANITARY WASTE, WASTE PIPE & FITTINGS - General"]
[null,null,null,null,null,null,null,null,null,null,null,"23-15 17 13 15 17","Plastic matrix Terrazzo Flooring","23-15 17 13 15 17: Plastic matrix Terrazzo Flooring",null,null,42177,"D20 PLUMBING","D2030 SANITARY WASTE","D203001 WASTE PIPE & FITTINGS","Other","D203001: PLUMBING, SANITARY WASTE, WASTE PIPE & FITTINGS - Other"]
[null,null,null,null,null,null,null,null,null,null,null,"23-15 17 13 15 19","Terrazzo Flooring Restoration Products","23-15 17 13 15 19: Terrazzo Flooring Restoration Products",null,null,43177,"D20 PLUMBING","D2030 SANITARY WASTE","D203001 WASTE PIPE & FITTINGS","Unknown","D203001: PLUMBING, SANITARY WASTE, WASTE PIPE & FITTINGS - Unknown"]
[null,null,null,null,null,null,null,null,null,null,null,"23-15 17 13 17","Masonry Flooring","23-15 17 13 17: Masonry Flooring",null,null,41178,"D20 PLUMBING","D2030 SANITARY WASTE","D203002 VENT PIPE & FITTINGS","General","D203002: PLUMBING, SANITARY WASTE, VENT PIPE & FITTINGS - General"]
[null,null,null,null,null,null,null,null,null,null,null,"23-15 17 13 17 11","Brick Flooring","23-15 17 13 17 11: Brick Flooring",null,null,42178,"D20 PLUMBING","D2030 SANITARY WASTE","D203002 VENT PIPE & FITTINGS","Other","D203002: PLUMBING, SANITARY WASTE, VENT PIPE & FITTINGS - Other"]
[null,null,null,null,null,null,null,null,null,null,null,"23-15 17 13 17 11 11","Chemical Resistant Brick Flooring","23-15 17 13 17 11 11: Chemical Resistant Brick Flooring",null,null,43178,"D20 PLUMBING","D2030 SANITARY WASTE","D203002 VENT PIPE & FITTINGS","Unknown","D203002: PLUMBING, SANITARY WASTE, VENT PIPE & FITTINGS - Unknown"]
[null,null,null,null,null,null,null,null,null,null,null,"23-15 17 13 17 13","Stone Flooring","23-15 17 13 17 13: Stone Flooring",null,null,41179,"D20 PLUMBING","D2030 SANITARY WASTE","D203003 FLOOR DRAINS","General","D203003: PLUMBING, SANITARY WASTE, FLOOR DRAINS - General"]
[null,null,null,null,null,null,null,null,null,null,null,"23-15 17 13 17 15","Other Masonry Flooring","23-15 17 13 17 15: Other Masonry Flooring",null,null,42179,"D20 PLUMBING","D2030 SANITARY WASTE","D203003 FLOOR DRAINS","Other","D203003: PLUMBING, SANITARY WASTE, FLOOR DRAINS - Other"]
[null,null,null,null,null,null,null,null,null,null,null,"23-15 17 13 19","Precast Tile and Slab Flooring","23-15 17 13 19: Precast Tile and Slab Flooring",null,null,43179,"D20 PLUMBING","D2030 SANITARY WASTE","D203003 FLOOR DRAINS","Unknown","D203003: PLUMBING, SANITARY WASTE, FLOOR DRAINS - Unknown"]
[null,null,null,null,null,null,null,null,null,null,null,"23-15 17 13 21","Metal Flooring","23-15 17 13 21: Metal Flooring",null,null,41180,"D20 PLUMBING","D2030 SANITARY WASTE","D203004 SANITARY AND VENT EQUIPMENT","General","D203004: PLUMBING, SANITARY WASTE, SANITARY AND VENT EQUIPMENT - General"]
[null,null,null,null,null,null,null,null,null,null,null,"23-15 17 15","Resilient Flooring","23-15 17 15: Resilient Flooring",null,null,42180,"D20 PLUMBING","D2030 SANITARY WASTE","D203004 SANITARY AND VENT EQUIPMENT","Other","D203004: PLUMBING, SANITARY WASTE, SANITARY AND VENT EQUIPMENT - Other"]
[null,null,null,null,null,null,null,null,null,null,null,"23-15 17 15 11","Cork Flooring","23-15 17 15 11: Cork Flooring",null,null,43180,"D20 PLUMBING","D2030 SANITARY WASTE","D203004 SANITARY AND VENT EQUIPMENT","Unknown","D203004: PLUMBING, SANITARY WASTE, SANITARY AND VENT EQUIPMENT - Unknown"]
[null,null,null,null,null,null,null,null,null,null,null,"23-15 17 15 13","Plastic Flooring","23-15 17 15 13: Plastic Flooring",null,null,40035,"D20 PLUMBING","D2030 SANITARY WASTE","D203004 SANITARY AND VENT EQUIPMENT","Backflow Preventer","D203004: PLUMBING, SANITARY WASTE, SANITARY AND VENT EQUIPMENT - Backflow Preventer"]
[null,null,null,null,null,null,null,null,null,null,null,"23-15 17 15 15","Rubber Flooring","23-15 17 15 15: Rubber Flooring",null,null,40040,"D20 PLUMBING","D2030 SANITARY WASTE","D203004 SANITARY AND VENT EQUIPMENT","Backflow Preventer - > 6\" Pipe","D203004: PLUMBING, SANITARY WASTE, SANITARY AND VENT EQUIPMENT - Backflow Preventer - > 6\" Pipe"]
[null,null,null,null,null,null,null,null,null,null,null,"23-15 17 15 17","Linoleum Flooring","23-15 17 15 17: Linoleum Flooring",null,null,40036,"D20 PLUMBING","D2030 SANITARY WASTE","D203004 SANITARY AND VENT EQUIPMENT","Backflow Preventer - 2\" Pipe","D203004: PLUMBING, SANITARY WASTE, SANITARY AND VENT EQUIPMENT - Backflow Preventer - 2\" Pipe"]
[null,null,null,null,null,null,null,null,null,null,null,"23-15 17 15 19","Mechanical Fasteners for Resilient Floor Coverings","23-15 17 15 19: Mechanical Fasteners for Resilient Floor Coverings",null,null,40037,"D20 PLUMBING","D2030 SANITARY WASTE","D203004 SANITARY AND VENT EQUIPMENT","Backflow Preventer - 3\" Pipe","D203004: PLUMBING, SANITARY WASTE, SANITARY AND VENT EQUIPMENT - Backflow Preventer - 3\" Pipe"]
[null,null,null,null,null,null,null,null,null,null,null,"23-15 17 15 19 11","Floor Clips","23-15 17 15 19 11: Floor Clips",null,null,40038,"D20 PLUMBING","D2030 SANITARY WASTE","D203004 SANITARY AND VENT EQUIPMENT","Backflow Preventer - 4\" Pipe","D203004: PLUMBING, SANITARY WASTE, SANITARY AND VENT EQUIPMENT - Backflow Preventer - 4\" Pipe"]
[null,null,null,null,null,null,null,null,null,null,null,"23-15 17 15 19 13","Carpet Grippers","23-15 17 15 19 13: Carpet Grippers",null,null,40039,"D20 PLUMBING","D2030 SANITARY WASTE","D203004 SANITARY AND VENT EQUIPMENT","Backflow Preventer - 6\" Pipe","D203004: PLUMBING, SANITARY WASTE, SANITARY AND VENT EQUIPMENT - Backflow Preventer - 6\" Pipe"]
[null,null,null,null,null,null,null,null,null,null,null,"23-15 17 15 19 15","Stair Rods","23-15 17 15 19 15: Stair Rods",null,null,21496,"D20 PLUMBING","D2030 SANITARY WASTE","D203004 SANITARY AND VENT EQUIPMENT","Sanitary Waste Separator","D203004: PLUMBING, SANITARY WASTE, SANITARY AND VENT EQUIPMENT - Sanitary Waste Separator"]
[null,null,null,null,null,null,null,null,null,null,null,"23-15 17 15 21","Other Resilient Flooring","23-15 17 15 21: Other Resilient Flooring",null,null,20304,"D20 PLUMBING","D2030 SANITARY WASTE","D203004 SANITARY AND VENT EQUIPMENT","Sanitary Waste Separator - 1\" size","D203004: PLUMBING, SANITARY WASTE, SANITARY AND VENT EQUIPMENT - Sanitary Waste Separator - 1\" size"]
[null,null,null,null,null,null,null,null,null,null,null,"23-15 17 17","Carpet Flooring","23-15 17 17: Carpet Flooring",null,null,20299,"D20 PLUMBING","D2030 SANITARY WASTE","D203004 SANITARY AND VENT EQUIPMENT","Sanitary Waste Separator - 10\" size","D203004: PLUMBING, SANITARY WASTE, SANITARY AND VENT EQUIPMENT - Sanitary Waste Separator - 10\" size"]
[null,null,null,null,null,null,null,null,null,null,null,"23-15 17 17 11","Carpet Cushions","23-15 17 17 11: Carpet Cushions",null,null,20303,"D20 PLUMBING","D2030 SANITARY WASTE","D203004 SANITARY AND VENT EQUIPMENT","Sanitary Waste Separator - 2\" size","D203004: PLUMBING, SANITARY WASTE, SANITARY AND VENT EQUIPMENT - Sanitary Waste Separator - 2\" size"]
[null,null,null,null,null,null,null,null,null,null,null,"23-15 17 17 13","Carpet Tiles","23-15 17 17 13: Carpet Tiles",null,null,20298,"D20 PLUMBING","D2030 SANITARY WASTE","D203004 SANITARY AND VENT EQUIPMENT","Sanitary Waste Separator - 3\" size","D203004: PLUMBING, SANITARY WASTE, SANITARY AND VENT EQUIPMENT - Sanitary Waste Separator - 3\" size"]
[null,null,null,null,null,null,null,null,null,null,null,"23-15 17 17 15","Indoor Carpet Flooring","23-15 17 17 15: Indoor Carpet Flooring",null,null,20302,"D20 PLUMBING","D2030 SANITARY WASTE","D203004 SANITARY AND VENT EQUIPMENT","Sanitary Waste Separator - 4\" size","D203004: PLUMBING, SANITARY WASTE, SANITARY AND VENT EQUIPMENT - Sanitary Waste Separator - 4\" size"]
[null,null,null,null,null,null,null,null,null,null,null,"23-15 17 17 17","Outdoor Carpet Flooring","23-15 17 17 17: Outdoor Carpet Flooring",null,null,20305,"D20 PLUMBING","D2030 SANITARY WASTE","D203004 SANITARY AND VENT EQUIPMENT","Sanitary Waste Separator - 5\" size","D203004: PLUMBING, SANITARY WASTE, SANITARY AND VENT EQUIPMENT - Sanitary Waste Separator - 5\" size"]
[null,null,null,null,null,null,null,null,null,null,null,"23-15 17 17 19","Sheet Carpet Flooring","23-15 17 17 19: Sheet Carpet Flooring",null,null,20301,"D20 PLUMBING","D2030 SANITARY WASTE","D203004 SANITARY AND VENT EQUIPMENT","Sanitary Waste Separator - 6\" size","D203004: PLUMBING, SANITARY WASTE, SANITARY AND VENT EQUIPMENT - Sanitary Waste Separator - 6\" size"]
[null,null,null,null,null,null,null,null,null,null,null,"23-15 17 19","Preformed Flooring Equipment Systems","23-15 17 19: Preformed Flooring Equipment Systems",null,null,20300,"D20 PLUMBING","D2030 SANITARY WASTE","D203004 SANITARY AND VENT EQUIPMENT","Sanitary Waste Separator - 8\" size","D203004: PLUMBING, SANITARY WASTE, SANITARY AND VENT EQUIPMENT - Sanitary Waste Separator - 8\" size"]
[null,null,null,null,null,null,null,null,null,null,null,"23-15 17 19 11","Floating Floors","23-15 17 19 11: Floating Floors",null,null,41181,"D20 PLUMBING","D2030 SANITARY WASTE","D203005 INSULATION & IDENTIFICATION","General","D203005: PLUMBING, SANITARY WASTE, INSULATION & IDENTIFICATION - General"]
[null,null,null,null,null,null,null,null,null,null,null,"23-15 17 19 13","Portable Floors","23-15 17 19 13: Portable Floors",null,null,42181,"D20 PLUMBING","D2030 SANITARY WASTE","D203005 INSULATION & IDENTIFICATION","Other","D203005: PLUMBING, SANITARY WASTE, INSULATION & IDENTIFICATION - Other"]
[null,null,null,null,null,null,null,null,null,null,null,"23-15 17 19 15","Convertible Floors","23-15 17 19 15: Convertible Floors",null,null,43181,"D20 PLUMBING","D2030 SANITARY WASTE","D203005 INSULATION & IDENTIFICATION","Unknown","D203005: PLUMBING, SANITARY WASTE, INSULATION & IDENTIFICATION - Unknown"]
[null,null,null,null,null,null,null,null,null,null,null,"23-15 17 19 17","Gymnasium or Dance Flooring","23-15 17 19 17: Gymnasium or Dance Flooring",null,null,41182,"D20 PLUMBING","D2030 SANITARY WASTE","D203090 OTHER SANITARY WASTE","General","D203090: PLUMBING, SANITARY WASTE, OTHER SANITARY WASTE - General"]
[null,null,null,null,null,null,null,null,null,null,null,"23-15 17 21","Access Flooring Components ","23-15 17 21: Access Flooring Components ",null,null,21497,"D20 PLUMBING","D2030 SANITARY WASTE","D203090 OTHER SANITARY WASTE","Other","D203090: PLUMBING, SANITARY WASTE, OTHER SANITARY WASTE - Other"]
[null,null,null,null,null,null,null,null,null,null,null,"23-15 17 21 11","Access Floor Frames","23-15 17 21 11: Access Floor Frames",null,null,43182,"D20 PLUMBING","D2030 SANITARY WASTE","D203090 OTHER SANITARY WASTE","Unknown","D203090: PLUMBING, SANITARY WASTE, OTHER SANITARY WASTE - Unknown"]
[null,null,null,null,null,null,null,null,null,null,null,"23-15 17 21 13","Access Floor Infill Panels","23-15 17 21 13: Access Floor Infill Panels",null,null,41183,"D20 PLUMBING","D2040 RAIN WATER DRAINAGE","D204001 PIPE & FITTINGS","General","D204001: PLUMBING, RAIN WATER DRAINAGE, PIPE & FITTINGS - General"]
[null,null,null,null,null,null,null,null,null,null,null,"23-15 17 23","Rigid Grid Access Flooring","23-15 17 23: Rigid Grid Access Flooring",null,null,42183,"D20 PLUMBING","D2040 RAIN WATER DRAINAGE","D204001 PIPE & FITTINGS","Other","D204001: PLUMBING, RAIN WATER DRAINAGE, PIPE & FITTINGS - Other"]
[null,null,null,null,null,null,null,null,null,null,null,"23-15 17 25","Snap On Stringer Access Flooring","23-15 17 25: Snap On Stringer Access Flooring",null,null,43183,"D20 PLUMBING","D2040 RAIN WATER DRAINAGE","D204001 PIPE & FITTINGS","Unknown","D204001: PLUMBING, RAIN WATER DRAINAGE, PIPE & FITTINGS - Unknown"]
[null,null,null,null,null,null,null,null,null,null,null,"23-15 17 27","Stringerless Access Flooring","23-15 17 27: Stringerless Access Flooring",null,null,21498,"D20 PLUMBING","D2040 RAIN WATER DRAINAGE","D204002 ROOF DRAINS","General","D204002: PLUMBING, RAIN WATER DRAINAGE, ROOF DRAINS - General"]
[null,null,null,null,null,null,null,null,null,null,null,"23-15 17 29","Floor Finishing Coatings","23-15 17 29: Floor Finishing Coatings",null,null,42184,"D20 PLUMBING","D2040 RAIN WATER DRAINAGE","D204002 ROOF DRAINS","Other","D204002: PLUMBING, RAIN WATER DRAINAGE, ROOF DRAINS - Other"]
[null,null,null,null,null,null,null,null,null,null,null,"23-15 17 29 11","Industrial Floor Coatings","23-15 17 29 11: Industrial Floor Coatings",null,null,43184,"D20 PLUMBING","D2040 RAIN WATER DRAINAGE","D204002 ROOF DRAINS","Unknown","D204002: PLUMBING, RAIN WATER DRAINAGE, ROOF DRAINS - Unknown"]
[null,null,null,null,null,null,null,null,null,null,null,"23-15 17 29 13","Fluid Applied Flooring","23-15 17 29 13: Fluid Applied Flooring",null,null,41185,"D20 PLUMBING","D2040 RAIN WATER DRAINAGE","D204003 RAINWATER DRAINAGE EQUIPMENT","General","D204003: PLUMBING, RAIN WATER DRAINAGE, RAINWATER DRAINAGE EQUIPMENT - General"]
[null,null,null,null,null,null,null,null,null,null,null,"23-15 17 29 13 11","Elastomeric Liquid Flooring","23-15 17 29 13 11: Elastomeric Liquid Flooring",null,null,42185,"D20 PLUMBING","D2040 RAIN WATER DRAINAGE","D204003 RAINWATER DRAINAGE EQUIPMENT","Other","D204003: PLUMBING, RAIN WATER DRAINAGE, RAINWATER DRAINAGE EQUIPMENT - Other"]
[null,null,null,null,null,null,null,null,null,null,null,"23-15 17 29 13 13","Epoxy Marble Chip Flooring","23-15 17 29 13 13: Epoxy Marble Chip Flooring",null,null,43185,"D20 PLUMBING","D2040 RAIN WATER DRAINAGE","D204003 RAINWATER DRAINAGE EQUIPMENT","Unknown","D204003: PLUMBING, RAIN WATER DRAINAGE, RAINWATER DRAINAGE EQUIPMENT - Unknown"]
[null,null,null,null,null,null,null,null,null,null,null,"23-15 17 29 13 15","Magnesium Oxychoride Flooring","23-15 17 29 13 15: Magnesium Oxychoride Flooring",null,null,40263,"D20 PLUMBING","D2040 RAIN WATER DRAINAGE","D204003 RAINWATER DRAINAGE EQUIPMENT","Sump Pump - Duplex","D204003: PLUMBING, RAIN WATER DRAINAGE, RAINWATER DRAINAGE EQUIPMENT - Sump Pump - Duplex"]
[null,null,null,null,null,null,null,null,null,null,null,"23-15 17 29 13 17","Mastic Fills Flooring","23-15 17 29 13 17: Mastic Fills Flooring",null,null,40264,"D20 PLUMBING","D2040 RAIN WATER DRAINAGE","D204003 RAINWATER DRAINAGE EQUIPMENT","Sump Pump - Submersible","D204003: PLUMBING, RAIN WATER DRAINAGE, RAINWATER DRAINAGE EQUIPMENT - Sump Pump - Submersible"]
[null,null,null,null,null,null,null,null,null,null,null,"23-15 17 29 13 19","Resinous Flooring","23-15 17 29 13 19: Resinous Flooring",null,null,41186,"D20 PLUMBING","D2040 RAIN WATER DRAINAGE","D204004 INSULATION & IDENTIFICATION","General","D204004: PLUMBING, RAIN WATER DRAINAGE, INSULATION & IDENTIFICATION - General"]
[null,null,null,null,null,null,null,null,null,null,null,"23-15 17 29 13 21","Seamless Quartz Flooring","23-15 17 29 13 21: Seamless Quartz Flooring",null,null,42186,"D20 PLUMBING","D2040 RAIN WATER DRAINAGE","D204004 INSULATION & IDENTIFICATION","Other","D204004: PLUMBING, RAIN WATER DRAINAGE, INSULATION & IDENTIFICATION - Other"]
[null,null,null,null,null,null,null,null,null,null,null,"23-15 19 11","Ceiling Baffles","23-15 19 11: Ceiling Baffles",null,null,43186,"D20 PLUMBING","D2040 RAIN WATER DRAINAGE","D204004 INSULATION & IDENTIFICATION","Unknown","D204004: PLUMBING, RAIN WATER DRAINAGE, INSULATION & IDENTIFICATION - Unknown"]
[null,null,null,null,null,null,null,null,null,null,null,"23-15 19 13","Ceiling Clouds","23-15 19 13: Ceiling Clouds",null,null,41187,"D20 PLUMBING","D2040 RAIN WATER DRAINAGE","D204090 OTHER RAIN WATER DRAINAGE SYSTEM","General","D204090: PLUMBING, RAIN WATER DRAINAGE, OTHER RAIN WATER DRAINAGE SYSTEM - General"]
[null,null,null,null,null,null,null,null,null,null,null,"23-15 19 15","Ceiling Tiles, Panels, Strips, and Sections","23-15 19 15: Ceiling Tiles, Panels, Strips, and Sections",null,null,21499,"D20 PLUMBING","D2040 RAIN WATER DRAINAGE","D204090 OTHER RAIN WATER DRAINAGE SYSTEM","Other","D204090: PLUMBING, RAIN WATER DRAINAGE, OTHER RAIN WATER DRAINAGE SYSTEM - Other"]
[null,null,null,null,null,null,null,null,null,null,null,"23-15 19 15 11","Ceiling Tiles","23-15 19 15 11: Ceiling Tiles",null,null,43187,"D20 PLUMBING","D2040 RAIN WATER DRAINAGE","D204090 OTHER RAIN WATER DRAINAGE SYSTEM","Unknown","D204090: PLUMBING, RAIN WATER DRAINAGE, OTHER RAIN WATER DRAINAGE SYSTEM - Unknown"]
[null,null,null,null,null,null,null,null,null,null,null,"23-15 19 15 11 11","Acoustical Ceiling Tile","23-15 19 15 11 11: Acoustical Ceiling Tile",null,null,40255,"D20 PLUMBING","D2090 OTHER PLUMBING SYSTEMS","D209001 SPECIAL PIPING SYSTEMS","General","D209001: PLUMBING, OTHER PLUMBING SYSTEMS, SPECIAL PIPING SYSTEMS - General"]
[null,null,null,null,null,null,null,null,null,null,null,"23-15 19 15 13","Ceiling Panels","23-15 19 15 13: Ceiling Panels",null,null,42188,"D20 PLUMBING","D2090 OTHER PLUMBING SYSTEMS","D209001 SPECIAL PIPING SYSTEMS","Other","D209001: PLUMBING, OTHER PLUMBING SYSTEMS, SPECIAL PIPING SYSTEMS - Other"]
[null,null,null,null,null,null,null,null,null,null,null,"23-15 19 15 13 11","Acoustical Ceiling Panels","23-15 19 15 13 11: Acoustical Ceiling Panels",null,null,43188,"D20 PLUMBING","D2090 OTHER PLUMBING SYSTEMS","D209001 SPECIAL PIPING SYSTEMS","Unknown","D209001: PLUMBING, OTHER PLUMBING SYSTEMS, SPECIAL PIPING SYSTEMS - Unknown"]
[null,null,null,null,null,null,null,null,null,null,null,"23-15 19 15 13 13","Mirror Ceiling Panels","23-15 19 15 13 13: Mirror Ceiling Panels",null,null,41189,"D20 PLUMBING","D2090 OTHER PLUMBING SYSTEMS","D209002 ACID WASTE SYSTEMS","General","D209002: PLUMBING, OTHER PLUMBING SYSTEMS, ACID WASTE SYSTEMS - General"]
[null,null,null,null,null,null,null,null,null,null,null,"23-15 19 15 13 15","Curved Ceiling Panels","23-15 19 15 13 15: Curved Ceiling Panels",null,null,42189,"D20 PLUMBING","D2090 OTHER PLUMBING SYSTEMS","D209002 ACID WASTE SYSTEMS","Other","D209002: PLUMBING, OTHER PLUMBING SYSTEMS, ACID WASTE SYSTEMS - Other"]
[null,null,null,null,null,null,null,null,null,null,null,"23-15 19 15 13 17","Metal Ceiling Panels","23-15 19 15 13 17: Metal Ceiling Panels",null,null,43189,"D20 PLUMBING","D2090 OTHER PLUMBING SYSTEMS","D209002 ACID WASTE SYSTEMS","Unknown","D209002: PLUMBING, OTHER PLUMBING SYSTEMS, ACID WASTE SYSTEMS - Unknown"]
[null,null,null,null,null,null,null,null,null,null,null,"23-15 19 15 15","Ceiling Covering Strips","23-15 19 15 15: Ceiling Covering Strips",null,null,41190,"D20 PLUMBING","D2090 OTHER PLUMBING SYSTEMS","D209003 INTERCEPTORS","General","D209003: PLUMBING, OTHER PLUMBING SYSTEMS, INTERCEPTORS - General"]
[null,null,null,null,null,null,null,null,null,null,null,"23-15 19 15 15 11","Linear Metal Ceiling Covering Strips","23-15 19 15 15 11: Linear Metal Ceiling Covering Strips",null,null,42190,"D20 PLUMBING","D2090 OTHER PLUMBING SYSTEMS","D209003 INTERCEPTORS","Other","D209003: PLUMBING, OTHER PLUMBING SYSTEMS, INTERCEPTORS - Other"]
[null,null,null,null,null,null,null,null,null,null,null,"23-15 19 15 15 13","Linear Wood Ceiling Covering Strips","23-15 19 15 15 13: Linear Wood Ceiling Covering Strips",null,null,43190,"D20 PLUMBING","D2090 OTHER PLUMBING SYSTEMS","D209003 INTERCEPTORS","Unknown","D209003: PLUMBING, OTHER PLUMBING SYSTEMS, INTERCEPTORS - Unknown"]
[null,null,null,null,null,null,null,null,null,null,null,"23-15 19 15 17","Ceiling Covering Sections","23-15 19 15 17: Ceiling Covering Sections",null,null,41191,"D20 PLUMBING","D2090 OTHER PLUMBING SYSTEMS","D209004 POOL PIPING AND EQUIPMENT","General","D209004: PLUMBING, OTHER PLUMBING SYSTEMS, POOL PIPING AND EQUIPMENT - General"]
[null,null,null,null,null,null,null,null,null,null,null,"23-15 19 15 17 11","Suspended Decorative Ceiling Grids","23-15 19 15 17 11: Suspended Decorative Ceiling Grids",null,null,42191,"D20 PLUMBING","D2090 OTHER PLUMBING SYSTEMS","D209004 POOL PIPING AND EQUIPMENT","Other","D209004: PLUMBING, OTHER PLUMBING SYSTEMS, POOL PIPING AND EQUIPMENT - Other"]
[null,null,null,null,null,null,null,null,null,null,null,"23-15 19 17","Ceiling Finishing Coatings","23-15 19 17: Ceiling Finishing Coatings",null,null,43191,"D20 PLUMBING","D2090 OTHER PLUMBING SYSTEMS","D209004 POOL PIPING AND EQUIPMENT","Unknown","D209004: PLUMBING, OTHER PLUMBING SYSTEMS, POOL PIPING AND EQUIPMENT - Unknown"]
[null,null,null,null,null,null,null,null,null,null,null,"23-15 19 17 11","Textured Ceilings","23-15 19 17 11: Textured Ceilings",null,null,41192,"D20 PLUMBING","D2090 OTHER PLUMBING SYSTEMS","D209005 COMPRESSED AIR SYSTEM (NON-BREATHING)","General","D209005: PLUMBING, OTHER PLUMBING SYSTEMS, COMPRESSED AIR SYSTEM (NON-BREATHING) - General"]
[null,null,null,null,null,null,null,null,null,null,null,"23-15 19 17 11 11","Gypsum Panel Textured Ceilings","23-15 19 17 11 11: Gypsum Panel Textured Ceilings",null,null,42192,"D20 PLUMBING","D2090 OTHER PLUMBING SYSTEMS","D209005 COMPRESSED AIR SYSTEM (NON-BREATHING)","Other","D209005: PLUMBING, OTHER PLUMBING SYSTEMS, COMPRESSED AIR SYSTEM (NON-BREATHING) - Other"]
[null,null,null,null,null,null,null,null,null,null,null,"23-15 19 17 11 13","Metal Panel Textured Ceilings","23-15 19 17 11 13: Metal Panel Textured Ceilings",null,null,43192,"D20 PLUMBING","D2090 OTHER PLUMBING SYSTEMS","D209005 COMPRESSED AIR SYSTEM (NON-BREATHING)","Unknown","D209005: PLUMBING, OTHER PLUMBING SYSTEMS, COMPRESSED AIR SYSTEM (NON-BREATHING) - Unknown"]
[null,null,null,null,null,null,null,null,null,null,null,"23-15 19 19","Ceiling Specialties and Accessories","23-15 19 19: Ceiling Specialties and Accessories",null,null,41193,"D20 PLUMBING","D2090 OTHER PLUMBING SYSTEMS","D209090 OTHER SPECIAL PLUMBING SYSTEMS","General","D209090: PLUMBING, OTHER PLUMBING SYSTEMS, OTHER SPECIAL PLUMBING SYSTEMS - General"]
[null,null,null,null,null,null,null,null,null,null,null,"23-15 19 19 11","Roses Ceiling Centerpieces","23-15 19 19 11: Roses Ceiling Centerpieces",null,null,21500,"D20 PLUMBING","D2090 OTHER PLUMBING SYSTEMS","D209090 OTHER SPECIAL PLUMBING SYSTEMS","Other","D209090: PLUMBING, OTHER PLUMBING SYSTEMS, OTHER SPECIAL PLUMBING SYSTEMS - Other"]
[null,null,null,null,null,null,null,null,null,null,null,"23-15 19 19 13","Ceiling Coving","23-15 19 19 13: Ceiling Coving",null,null,43193,"D20 PLUMBING","D2090 OTHER PLUMBING SYSTEMS","D209090 OTHER SPECIAL PLUMBING SYSTEMS","Unknown","D209090: PLUMBING, OTHER PLUMBING SYSTEMS, OTHER SPECIAL PLUMBING SYSTEMS - Unknown"]
[null,null,null,null,null,null,null,null,null,null,null,"23-15 19 19 15","Ceiling Cornices","23-15 19 19 15: Ceiling Cornices",null,null,41194,"D30 HVAC","D3010 ENERGY SUPPLY","D301001 OIL SUPPLY SYSTEM","General","D301001: HVAC, ENERGY SUPPLY, OIL SUPPLY SYSTEM - General"]
[null,null,null,null,null,null,null,null,null,null,null,"23-15 19 19 17","Ceiling Friezes","23-15 19 19 17: Ceiling Friezes",null,null,42194,"D30 HVAC","D3010 ENERGY SUPPLY","D301001 OIL SUPPLY SYSTEM","Other","D301001: HVAC, ENERGY SUPPLY, OIL SUPPLY SYSTEM - Other"]
[null,null,null,null,null,null,null,null,null,null,null,"23-15 19 19 19","Integral Speaking Panels","23-15 19 19 19: Integral Speaking Panels",null,null,43194,"D30 HVAC","D3010 ENERGY SUPPLY","D301001 OIL SUPPLY SYSTEM","Unknown","D301001: HVAC, ENERGY SUPPLY, OIL SUPPLY SYSTEM - Unknown"]
[null,null,null,null,null,null,null,null,null,null,null,"23-15 19 21","Ceiling Assembly Restoration Products","23-15 19 21: Ceiling Assembly Restoration Products",null,null,41195,"D30 HVAC","D3010 ENERGY SUPPLY","D301002 GAS SUPPLY SYSTEM","General","D301002: HVAC, ENERGY SUPPLY, GAS SUPPLY SYSTEM - General"]
[null,null,null,null,null,null,null,null,null,null,null,"23-15 19 23","Ceilings","23-15 19 23: Ceilings",null,null,42195,"D30 HVAC","D3010 ENERGY SUPPLY","D301002 GAS SUPPLY SYSTEM","Other","D301002: HVAC, ENERGY SUPPLY, GAS SUPPLY SYSTEM - Other"]
[null,null,null,null,null,null,null,null,null,null,null,"23-15 19 23 11","Suspended Ceilings","23-15 19 23 11: Suspended Ceilings",null,null,43195,"D30 HVAC","D3010 ENERGY SUPPLY","D301002 GAS SUPPLY SYSTEM","Unknown","D301002: HVAC, ENERGY SUPPLY, GAS SUPPLY SYSTEM - Unknown"]
[null,null,null,null,null,null,null,null,null,null,null,"23-15 19 23 11 11","Suspended Ceiling Components ","23-15 19 23 11 11: Suspended Ceiling Components ",null,null,40042,"D30 HVAC","D3010 ENERGY SUPPLY","D301002 GAS SUPPLY SYSTEM","Fuel Storage Tank","D301002: HVAC, ENERGY SUPPLY, GAS SUPPLY SYSTEM - Fuel Storage Tank"]
[null,null,null,null,null,null,null,null,null,null,null,"23-15 19 23 11 11 11","Suspended Ceilings, Suspension Assembly","23-15 19 23 11 11 11: Suspended Ceilings, Suspension Assembly",null,null,40043,"D30 HVAC","D3010 ENERGY SUPPLY","D301002 GAS SUPPLY SYSTEM","Fuel Storage Tank - Fuel Storage Tank, 1000 GAL","D301002: HVAC, ENERGY SUPPLY, GAS SUPPLY SYSTEM - Fuel Storage Tank - Fuel Storage Tank, 1000 GAL"]
[null,null,null,null,null,null,null,null,null,null,null,"23-15 19 23 11 11 13","Suspended Ceilings, Panels and Tiles","23-15 19 23 11 11 13: Suspended Ceilings, Panels and Tiles",null,null,40044,"D30 HVAC","D3010 ENERGY SUPPLY","D301002 GAS SUPPLY SYSTEM","Fuel Storage Tank - Fuel Storage Tank, 2500 GAL","D301002: HVAC, ENERGY SUPPLY, GAS SUPPLY SYSTEM - Fuel Storage Tank - Fuel Storage Tank, 2500 GAL"]
[null,null,null,null,null,null,null,null,null,null,null,"23-15 19 23 11 11 15","Suspended Ceilings, Grids","23-15 19 23 11 11 15: Suspended Ceilings, Grids",null,null,40045,"D30 HVAC","D3010 ENERGY SUPPLY","D301002 GAS SUPPLY SYSTEM","Fuel Storage Tank - Fuel Storage Tank, 5000 GAL","D301002: HVAC, ENERGY SUPPLY, GAS SUPPLY SYSTEM - Fuel Storage Tank - Fuel Storage Tank, 5000 GAL"]
[null,null,null,null,null,null,null,null,null,null,null,"23-15 19 23 11 11 17","Mechanical Fasteners for Suspended Ceilings","23-15 19 23 11 11 17: Mechanical Fasteners for Suspended Ceilings",null,null,40283,"D30 HVAC","D3010 ENERGY SUPPLY","D301002 GAS SUPPLY SYSTEM","Gas Meter","D301002: HVAC, ENERGY SUPPLY, GAS SUPPLY SYSTEM - Gas Meter"]
[null,null,null,null,null,null,null,null,null,null,null,"23-15 19 23 11 13","Acoustical Ceilings","23-15 19 23 11 13: Acoustical Ceilings",null,null,41196,"D30 HVAC","D3010 ENERGY SUPPLY","D301003 STEAM SUPPLY SYSTEM (FROM CENTRAL PLANT)","General","D301003: HVAC, ENERGY SUPPLY, STEAM SUPPLY SYSTEM (FROM CENTRAL PLANT) - General"]
[null,null,null,null,null,null,null,null,null,null,null,"23-15 19 23 11 13 11","Metal Pan Acoustical Ceilings","23-15 19 23 11 13 11: Metal Pan Acoustical Ceilings",null,null,42196,"D30 HVAC","D3010 ENERGY SUPPLY","D301003 STEAM SUPPLY SYSTEM (FROM CENTRAL PLANT)","Other","D301003: HVAC, ENERGY SUPPLY, STEAM SUPPLY SYSTEM (FROM CENTRAL PLANT) - Other"]
[null,null,null,null,null,null,null,null,null,null,null,"23-15 19 23 11 13 13","Acoustical Panel Ceilings","23-15 19 23 11 13 13: Acoustical Panel Ceilings",null,null,43196,"D30 HVAC","D3010 ENERGY SUPPLY","D301003 STEAM SUPPLY SYSTEM (FROM CENTRAL PLANT)","Unknown","D301003: HVAC, ENERGY SUPPLY, STEAM SUPPLY SYSTEM (FROM CENTRAL PLANT) - Unknown"]
[null,null,null,null,null,null,null,null,null,null,null,"23-15 19 23 11 13 15","Acoustical Tile Ceilings","23-15 19 23 11 13 15: Acoustical Tile Ceilings",null,null,41197,"D30 HVAC","D3010 ENERGY SUPPLY","D301004 HOT WATER SUPPLY SYSTEM (FROM CENTRAL PLANT)","General","D301004: HVAC, ENERGY SUPPLY, HOT WATER SUPPLY SYSTEM (FROM CENTRAL PLANT) - General"]
[null,null,null,null,null,null,null,null,null,null,null,"23-15 19 23 11 15","Specialty Ceilings","23-15 19 23 11 15: Specialty Ceilings",null,null,42197,"D30 HVAC","D3010 ENERGY SUPPLY","D301004 HOT WATER SUPPLY SYSTEM (FROM CENTRAL PLANT)","Other","D301004: HVAC, ENERGY SUPPLY, HOT WATER SUPPLY SYSTEM (FROM CENTRAL PLANT) - Other"]
[null,null,null,null,null,null,null,null,null,null,null,"23-15 19 23 11 15 11","Integrated Ceilings","23-15 19 23 11 15 11: Integrated Ceilings",null,null,43197,"D30 HVAC","D3010 ENERGY SUPPLY","D301004 HOT WATER SUPPLY SYSTEM (FROM CENTRAL PLANT)","Unknown","D301004: HVAC, ENERGY SUPPLY, HOT WATER SUPPLY SYSTEM (FROM CENTRAL PLANT) - Unknown"]
[null,null,null,null,null,null,null,null,null,null,null,"23-15 19 23 11 15 13","Linear Ceilings","23-15 19 23 11 15 13: Linear Ceilings",null,null,41198,"D30 HVAC","D3010 ENERGY SUPPLY","D301005 SOLAR ENERGY SYSTEMS","General","D301005: HVAC, ENERGY SUPPLY, SOLAR ENERGY SYSTEMS - General"]
[null,null,null,null,null,null,null,null,null,null,null,"23-15 19 23 11 15 13 11","Metal Linear Ceilings","23-15 19 23 11 15 13 11: Metal Linear Ceilings",null,null,42198,"D30 HVAC","D3010 ENERGY SUPPLY","D301005 SOLAR ENERGY SYSTEMS","Other","D301005: HVAC, ENERGY SUPPLY, SOLAR ENERGY SYSTEMS - Other"]
[null,null,null,null,null,null,null,null,null,null,null,"23-15 19 23 11 15 13 13","Wood Linear Ceilings","23-15 19 23 11 15 13 13: Wood Linear Ceilings",null,null,43198,"D30 HVAC","D3010 ENERGY SUPPLY","D301005 SOLAR ENERGY SYSTEMS","Unknown","D301005: HVAC, ENERGY SUPPLY, SOLAR ENERGY SYSTEMS - Unknown"]
[null,null,null,null,null,null,null,null,null,null,null,"23-15 19 23 11 15 15","Luminous Ceilings","23-15 19 23 11 15 15: Luminous Ceilings",null,null,44147,"D30 HVAC","D3010 ENERGY SUPPLY","D301005 SOLAR ENERGY SYSTEMS","Charge Controller","D301005: HVAC, ENERGY SUPPLY, SOLAR ENERGY SYSTEMS - Charge Controller"]
[null,null,null,null,null,null,null,null,null,null,null,"23-15 19 23 11 15 17","Mirror Panel Ceilings","23-15 19 23 11 15 17: Mirror Panel Ceilings",null,null,40041,"D30 HVAC","D3010 ENERGY SUPPLY","D301005 SOLAR ENERGY SYSTEMS","Closed Loop, Space/Hot Water Systems","D301005: HVAC, ENERGY SUPPLY, SOLAR ENERGY SYSTEMS - Closed Loop, Space/Hot Water Systems"]
[null,null,null,null,null,null,null,null,null,null,null,"23-15 19 23 11 15 19","Textured Ceilings","23-15 19 23 11 15 19: Textured Ceilings",null,null,44146,"D30 HVAC","D3010 ENERGY SUPPLY","D301005 SOLAR ENERGY SYSTEMS","PV Module","D301005: HVAC, ENERGY SUPPLY, SOLAR ENERGY SYSTEMS - PV Module"]
[null,null,null,null,null,null,null,null,null,null,null,"23-15 19 23 11 15 21","Suspended Decorative Grids","23-15 19 23 11 15 21: Suspended Decorative Grids",null,null,44148,"D30 HVAC","D3010 ENERGY SUPPLY","D301005 SOLAR ENERGY SYSTEMS","Solar Inverter","D301005: HVAC, ENERGY SUPPLY, SOLAR ENERGY SYSTEMS - Solar Inverter"]
[null,null,null,null,null,null,null,null,null,null,null,"23-15 19 23 11 15 23","Clean Room Ceilings","23-15 19 23 11 15 23: Clean Room Ceilings",null,null,44139,"D30 HVAC","D3010 ENERGY SUPPLY","D301005 SOLAR ENERGY SYSTEMS","Solar Panel - Aluminum Monocrystalline Silicon","D301005: HVAC, ENERGY SUPPLY, SOLAR ENERGY SYSTEMS - Solar Panel - Aluminum Monocrystalline Silicon"]
[null,null,null,null,null,null,null,null,null,null,null,"23-15 19 23 13","Stretched Fabric Ceilings","23-15 19 23 13: Stretched Fabric Ceilings",null,null,44140,"D30 HVAC","D3010 ENERGY SUPPLY","D301005 SOLAR ENERGY SYSTEMS","Solar Panel - Aluminum Polycrystalline Silicon","D301005: HVAC, ENERGY SUPPLY, SOLAR ENERGY SYSTEMS - Solar Panel - Aluminum Polycrystalline Silicon"]
[null,null,null,null,null,null,null,null,null,null,null,"23-15 21 11","Paints and Varnishes","23-15 21 11: Paints and Varnishes",null,null,44141,"D30 HVAC","D3010 ENERGY SUPPLY","D301005 SOLAR ENERGY SYSTEMS","Solar Panel - Thin Film AMORPHOUS ","D301005: HVAC, ENERGY SUPPLY, SOLAR ENERGY SYSTEMS - Solar Panel - Thin Film AMORPHOUS "]
[null,null,null,null,null,null,null,null,null,null,null,"23-15 21 11 11","General Purpose Paints and Varnishes","23-15 21 11 11: General Purpose Paints and Varnishes",null,null,44142,"D30 HVAC","D3010 ENERGY SUPPLY","D301005 SOLAR ENERGY SYSTEMS","Solar Panel - Thin Film Cadmium Telluride","D301005: HVAC, ENERGY SUPPLY, SOLAR ENERGY SYSTEMS - Solar Panel - Thin Film Cadmium Telluride"]
[null,null,null,null,null,null,null,null,null,null,null,"23-15 21 11 11 11","Solvent Based General Purpose Paints and Varnishes","23-15 21 11 11 11: Solvent Based General Purpose Paints and Varnishes",null,null,44143,"D30 HVAC","D3010 ENERGY SUPPLY","D301005 SOLAR ENERGY SYSTEMS","Solar Panel - Thin Film Monocrystalline","D301005: HVAC, ENERGY SUPPLY, SOLAR ENERGY SYSTEMS - Solar Panel - Thin Film Monocrystalline"]
[null,null,null,null,null,null,null,null,null,null,null,"23-15 21 11 11 13","Water Based General Purpose Paints and Varnishes","23-15 21 11 11 13: Water Based General Purpose Paints and Varnishes",null,null,44145,"D30 HVAC","D3010 ENERGY SUPPLY","D301005 SOLAR ENERGY SYSTEMS","Solar Panel Battery - Gel Acid","D301005: HVAC, ENERGY SUPPLY, SOLAR ENERGY SYSTEMS - Solar Panel Battery - Gel Acid"]
[null,null,null,null,null,null,null,null,null,null,null,"23-15 21 11 13","Textured Paints","23-15 21 11 13: Textured Paints",null,null,44144,"D30 HVAC","D3010 ENERGY SUPPLY","D301005 SOLAR ENERGY SYSTEMS","Solar Panel Battery - Lead Acid","D301005: HVAC, ENERGY SUPPLY, SOLAR ENERGY SYSTEMS - Solar Panel Battery - Lead Acid"]
[null,null,null,null,null,null,null,null,null,null,null,"23-15 21 11 13 11","Solvent Based Textured Paints","23-15 21 11 13 11: Solvent Based Textured Paints",null,null,44138,"D30 HVAC","D3010 ENERGY SUPPLY","D301005 SOLAR ENERGY SYSTEMS","Solar Panel System","D301005: HVAC, ENERGY SUPPLY, SOLAR ENERGY SYSTEMS - Solar Panel System"]
[null,null,null,null,null,null,null,null,null,null,null,"23-15 21 11 13 13","Water Based Textured Paints","23-15 21 11 13 13: Water Based Textured Paints",null,null,41199,"D30 HVAC","D3010 ENERGY SUPPLY","D301006 WIND ENERGY SUPPLY SYSTEM","General","D301006: HVAC, ENERGY SUPPLY, WIND ENERGY SUPPLY SYSTEM - General"]
[null,null,null,null,null,null,null,null,null,null,null,"23-15 21 13","Paints for Particular Applications","23-15 21 13: Paints for Particular Applications",null,null,42199,"D30 HVAC","D3010 ENERGY SUPPLY","D301006 WIND ENERGY SUPPLY SYSTEM","Other","D301006: HVAC, ENERGY SUPPLY, WIND ENERGY SUPPLY SYSTEM - Other"]
[null,null,null,null,null,null,null,null,null,null,null,"23-15 21 13 11","Corrosion Prevention Paints","23-15 21 13 11: Corrosion Prevention Paints",null,null,43199,"D30 HVAC","D3010 ENERGY SUPPLY","D301006 WIND ENERGY SUPPLY SYSTEM","Unknown","D301006: HVAC, ENERGY SUPPLY, WIND ENERGY SUPPLY SYSTEM - Unknown"]
[null,null,null,null,null,null,null,null,null,null,null,"23-15 21 13 13","Solar Reflective Paints","23-15 21 13 13: Solar Reflective Paints",null,null,41200,"D30 HVAC","D3010 ENERGY SUPPLY","D301007 COAL SUPPLY SYSTEM","General","D301007: HVAC, ENERGY SUPPLY, COAL SUPPLY SYSTEM - General"]
[null,null,null,null,null,null,null,null,null,null,null,"23-15 21 13 15","Fluorescent Paints","23-15 21 13 15: Fluorescent Paints",null,null,42200,"D30 HVAC","D3010 ENERGY SUPPLY","D301007 COAL SUPPLY SYSTEM","Other","D301007: HVAC, ENERGY SUPPLY, COAL SUPPLY SYSTEM - Other"]
[null,null,null,null,null,null,null,null,null,null,null,"23-15 21 13 17","Line Paints","23-15 21 13 17: Line Paints",null,null,43200,"D30 HVAC","D3010 ENERGY SUPPLY","D301007 COAL SUPPLY SYSTEM","Unknown","D301007: HVAC, ENERGY SUPPLY, COAL SUPPLY SYSTEM - Unknown"]
[null,null,null,null,null,null,null,null,null,null,null,"23-15 21 13 19","Roadway Marking Paints","23-15 21 13 19: Roadway Marking Paints",null,null,41201,"D30 HVAC","D3010 ENERGY SUPPLY","D301090 OTHER ENERGY SUPPLY","General","D301090: HVAC, ENERGY SUPPLY, OTHER ENERGY SUPPLY - General"]
[null,null,null,null,null,null,null,null,null,null,null,"23-15 21 13 21","Swimming Pool Paints","23-15 21 13 21: Swimming Pool Paints",null,null,21501,"D30 HVAC","D3010 ENERGY SUPPLY","D301090 OTHER ENERGY SUPPLY","Other","D301090: HVAC, ENERGY SUPPLY, OTHER ENERGY SUPPLY - Other"]
[null,null,null,null,null,null,null,null,null,null,null,"23-15 21 13 23","Coatings for Concrete and Masonry","23-15 21 13 23: Coatings for Concrete and Masonry",null,null,43201,"D30 HVAC","D3010 ENERGY SUPPLY","D301090 OTHER ENERGY SUPPLY","Unknown","D301090: HVAC, ENERGY SUPPLY, OTHER ENERGY SUPPLY - Unknown"]
[null,null,null,null,null,null,null,null,null,null,null,"23-15 21 13 25","Mold/Mildew Resistant Coatings","23-15 21 13 25: Mold/Mildew Resistant Coatings",null,null,40284,"D30 HVAC","D3010 ENERGY SUPPLY","D301090 OTHER ENERGY SUPPLY","Ice Bank","D301090: HVAC, ENERGY SUPPLY, OTHER ENERGY SUPPLY - Ice Bank"]
[null,null,null,null,null,null,null,null,null,null,null,"23-15 21 15","Powder Coating Services","23-15 21 15: Powder Coating Services",null,null,40046,"D30 HVAC","D3010 ENERGY SUPPLY","D301090 OTHER ENERGY SUPPLY","Thermal Storage Tank","D301090: HVAC, ENERGY SUPPLY, OTHER ENERGY SUPPLY - Thermal Storage Tank"]
[null,null,null,null,null,null,null,null,null,null,null,"23-15 21 15 11","Factory Applied Metal Powder Coatings","23-15 21 15 11: Factory Applied Metal Powder Coatings",null,null,41202,"D30 HVAC","D3020 HEAT GENERATING SYSTEMS","D302001 BOILERS","General","D302001: HVAC, HEAT GENERATING SYSTEMS, BOILERS - General"]
[null,null,null,null,null,null,null,null,null,null,null,"23-15 21 17","Inorganic Metal Treatments","23-15 21 17: Inorganic Metal Treatments",null,null,42202,"D30 HVAC","D3020 HEAT GENERATING SYSTEMS","D302001 BOILERS","Other","D302001: HVAC, HEAT GENERATING SYSTEMS, BOILERS - Other"]
[null,null,null,null,null,null,null,null,null,null,null,"23-15 21 17 11","Galvanized Coatings","23-15 21 17 11: Galvanized Coatings",null,null,43202,"D30 HVAC","D3020 HEAT GENERATING SYSTEMS","D302001 BOILERS","Unknown","D302001: HVAC, HEAT GENERATING SYSTEMS, BOILERS - Unknown"]
[null,null,null,null,null,null,null,null,null,null,null,"23-15 21 17 13","Anodized Coatings","23-15 21 17 13: Anodized Coatings",null,null,21505,"D30 HVAC","D3020 HEAT GENERATING SYSTEMS","D302001 BOILERS","Electric, Hot Water","D302001: HVAC, HEAT GENERATING SYSTEMS, BOILERS - Electric, Hot Water"]
[null,null,null,null,null,null,null,null,null,null,null,"23-15 21 17 15","Electro Plated Coatings","23-15 21 17 15: Electro Plated Coatings",null,null,20370,"D30 HVAC","D3020 HEAT GENERATING SYSTEMS","D302001 BOILERS","Electric, Hot Water -    <22 KW, <78 MBH","D302001: HVAC, HEAT GENERATING SYSTEMS, BOILERS - Electric, Hot Water -    <22 KW, <78 MBH"]
[null,null,null,null,null,null,null,null,null,null,null,"23-15 21 17 17","Vitreous Enameling","23-15 21 17 17: Vitreous Enameling",null,null,20369,"D30 HVAC","D3020 HEAT GENERATING SYSTEMS","D302001 BOILERS","Electric, Hot Water -    22-45 KW, 78-154 MBH","D302001: HVAC, HEAT GENERATING SYSTEMS, BOILERS - Electric, Hot Water -    22-45 KW, 78-154 MBH"]
[null,null,null,null,null,null,null,null,null,null,null,"23-15 21 19","Stains and Decorative Surface Impregnations","23-15 21 19: Stains and Decorative Surface Impregnations",null,null,20368,"D30 HVAC","D3020 HEAT GENERATING SYSTEMS","D302001 BOILERS","Electric, Hot Water -    45-90 KW, 154-308 MB","D302001: HVAC, HEAT GENERATING SYSTEMS, BOILERS - Electric, Hot Water -    45-90 KW, 154-308 MB"]
[null,null,null,null,null,null,null,null,null,null,null,"23-15 21 19 11","Decorative Wood Conservation Products","23-15 21 19 11: Decorative Wood Conservation Products",null,null,20367,"D30 HVAC","D3020 HEAT GENERATING SYSTEMS","D302001 BOILERS","Electric, Hot Water -    90-135 KW, 308-460 M","D302001: HVAC, HEAT GENERATING SYSTEMS, BOILERS - Electric, Hot Water -    90-135 KW, 308-460 M"]
[null,null,null,null,null,null,null,null,null,null,null,"23-15 21 19 13","Stains","23-15 21 19 13: Stains",null,null,20366,"D30 HVAC","D3020 HEAT GENERATING SYSTEMS","D302001 BOILERS","Electric, Hot Water -   135-180 KW, 460-613 M","D302001: HVAC, HEAT GENERATING SYSTEMS, BOILERS - Electric, Hot Water -   135-180 KW, 460-613 M"]
[null,null,null,null,null,null,null,null,null,null,null,"23-15 21 19 13 11","Opaque Stains","23-15 21 19 13 11: Opaque Stains",null,null,20365,"D30 HVAC","D3020 HEAT GENERATING SYSTEMS","D302001 BOILERS","Electric, Hot Water -   180-253 KW, 613-863 M","D302001: HVAC, HEAT GENERATING SYSTEMS, BOILERS - Electric, Hot Water -   180-253 KW, 613-863 M"]
[null,null,null,null,null,null,null,null,null,null,null,"23-15 21 19 13 11 11","Exterior Opaque Stains","23-15 21 19 13 11 11: Exterior Opaque Stains",null,null,20371,"D30 HVAC","D3020 HEAT GENERATING SYSTEMS","D302001 BOILERS","Electric, Hot Water -   253-370 KW, 863-1263 ","D302001: HVAC, HEAT GENERATING SYSTEMS, BOILERS - Electric, Hot Water -   253-370 KW, 863-1263 "]
[null,null,null,null,null,null,null,null,null,null,null,"23-15 21 19 13 11 13","Interior Opaque Stains","23-15 21 19 13 11 13: Interior Opaque Stains",null,null,20359,"D30 HVAC","D3020 HEAT GENERATING SYSTEMS","D302001 BOILERS","Electric, Hot Water -   370-555 KW, 1263-1894","D302001: HVAC, HEAT GENERATING SYSTEMS, BOILERS - Electric, Hot Water -   370-555 KW, 1263-1894"]
[null,null,null,null,null,null,null,null,null,null,null,"23-15 21 19 13 13","Transparent Stains","23-15 21 19 13 13: Transparent Stains",null,null,20360,"D30 HVAC","D3020 HEAT GENERATING SYSTEMS","D302001 BOILERS","Electric, Hot Water -   555-783 KW, 1894-2672","D302001: HVAC, HEAT GENERATING SYSTEMS, BOILERS - Electric, Hot Water -   555-783 KW, 1894-2672"]
[null,null,null,null,null,null,null,null,null,null,null,"23-15 21 19 13 13 11","Exterior Transparent Stains","23-15 21 19 13 13 11: Exterior Transparent Stains",null,null,20363,"D30 HVAC","D3020 HEAT GENERATING SYSTEMS","D302001 BOILERS","Electric, Hot Water -   783-1110 KW, 2672-378","D302001: HVAC, HEAT GENERATING SYSTEMS, BOILERS - Electric, Hot Water -   783-1110 KW, 2672-378"]
[null,null,null,null,null,null,null,null,null,null,null,"23-15 21 19 13 13 13","Interior Transparent Stains","23-15 21 19 13 13 13: Interior Transparent Stains",null,null,20372,"D30 HVAC","D3020 HEAT GENERATING SYSTEMS","D302001 BOILERS","Electric, Hot Water -  1110-1710 KW, 3788-583","D302001: HVAC, HEAT GENERATING SYSTEMS, BOILERS - Electric, Hot Water -  1110-1710 KW, 3788-583"]
[null,null,null,null,null,null,null,null,null,null,null,"23-15 21 21","High Performance Coatings","23-15 21 21: High Performance Coatings",null,null,20362,"D30 HVAC","D3020 HEAT GENERATING SYSTEMS","D302001 BOILERS","Electric, Hot Water -  1710-2355 KW, 5836-803","D302001: HVAC, HEAT GENERATING SYSTEMS, BOILERS - Electric, Hot Water -  1710-2355 KW, 5836-803"]
[null,null,null,null,null,null,null,null,null,null,null,"23-15 21 21 11","Abrasion Resistant Coatings","23-15 21 21 11: Abrasion Resistant Coatings",null,null,20361,"D30 HVAC","D3020 HEAT GENERATING SYSTEMS","D302001 BOILERS","Electric, Hot Water -  2355-3105 KW, 8036-105","D302001: HVAC, HEAT GENERATING SYSTEMS, BOILERS - Electric, Hot Water -  2355-3105 KW, 8036-105"]
[null,null,null,null,null,null,null,null,null,null,null,"23-15 21 21 13","Chemical Resistant Coatings","23-15 21 21 13: Chemical Resistant Coatings",null,null,20364,"D30 HVAC","D3020 HEAT GENERATING SYSTEMS","D302001 BOILERS","Electric, Hot Water - >3105 KW, >10594 MBH","D302001: HVAC, HEAT GENERATING SYSTEMS, BOILERS - Electric, Hot Water - >3105 KW, >10594 MBH"]
[null,null,null,null,null,null,null,null,null,null,null,"23-15 21 21 15","Elastomeric Coatings","23-15 21 21 15: Elastomeric Coatings",null,null,21513,"D30 HVAC","D3020 HEAT GENERATING SYSTEMS","D302001 BOILERS","Electric, Steam","D302001: HVAC, HEAT GENERATING SYSTEMS, BOILERS - Electric, Steam"]
[null,null,null,null,null,null,null,null,null,null,null,"23-15 21 21 17","Fire Resistant Coatings","23-15 21 21 17: Fire Resistant Coatings",null,null,20450,"D30 HVAC","D3020 HEAT GENERATING SYSTEMS","D302001 BOILERS","Electric, Steam -    25-48 KW, 92-164 MBH","D302001: HVAC, HEAT GENERATING SYSTEMS, BOILERS - Electric, Steam -    25-48 KW, 92-164 MBH"]
[null,null,null,null,null,null,null,null,null,null,null,"23-15 21 21 19","Graffiti Resistant Coatings","23-15 21 21 19: Graffiti Resistant Coatings",null,null,20449,"D30 HVAC","D3020 HEAT GENERATING SYSTEMS","D302001 BOILERS","Electric, Steam -    48-90 KW, 164-307 MBH","D302001: HVAC, HEAT GENERATING SYSTEMS, BOILERS - Electric, Steam -    48-90 KW, 164-307 MBH"]
[null,null,null,null,null,null,null,null,null,null,null,"23-15 21 21 21","High Building Coatings","23-15 21 21 21: High Building Coatings",null,null,20448,"D30 HVAC","D3020 HEAT GENERATING SYSTEMS","D302001 BOILERS","Electric, Steam -    90-135 KW, 307-461 MBH","D302001: HVAC, HEAT GENERATING SYSTEMS, BOILERS - Electric, Steam -    90-135 KW, 307-461 MBH"]
[null,null,null,null,null,null,null,null,null,null,null,"23-15 21 21 23","Intumescent Paints","23-15 21 21 23: Intumescent Paints",null,null,20451,"D30 HVAC","D3020 HEAT GENERATING SYSTEMS","D302001 BOILERS","Electric, Steam -   <25 KW, <92 MBH","D302001: HVAC, HEAT GENERATING SYSTEMS, BOILERS - Electric, Steam -   <25 KW, <92 MBH"]
[null,null,null,null,null,null,null,null,null,null,null,"23-15 21 21 25","Marine Coatings","23-15 21 21 25: Marine Coatings",null,null,20447,"D30 HVAC","D3020 HEAT GENERATING SYSTEMS","D302001 BOILERS","Electric, Steam -   135-180 KW, 461-614 MBH","D302001: HVAC, HEAT GENERATING SYSTEMS, BOILERS - Electric, Steam -   135-180 KW, 461-614 MBH"]
[null,null,null,null,null,null,null,null,null,null,null,"23-15 21 21 27","Textured Plastic Coatings","23-15 21 21 27: Textured Plastic Coatings",null,null,20439,"D30 HVAC","D3020 HEAT GENERATING SYSTEMS","D302001 BOILERS","Electric, Steam -   180-255 KW, 614-870 MBH","D302001: HVAC, HEAT GENERATING SYSTEMS, BOILERS - Electric, Steam -   180-255 KW, 614-870 MBH"]
[null,null,null,null,null,null,null,null,null,null,null,"23-15 21 23","Protective Surface Impregnations","23-15 21 23: Protective Surface Impregnations",null,null,20446,"D30 HVAC","D3020 HEAT GENERATING SYSTEMS","D302001 BOILERS","Electric, Steam -   255-405 KW, 870-1382 MBH","D302001: HVAC, HEAT GENERATING SYSTEMS, BOILERS - Electric, Steam -   255-405 KW, 870-1382 MBH"]
[null,null,null,null,null,null,null,null,null,null,null,"23-15 21 23 11","Surface Consolidation Hardening Impregnations","23-15 21 23 11: Surface Consolidation Hardening Impregnations",null,null,20452,"D30 HVAC","D3020 HEAT GENERATING SYSTEMS","D302001 BOILERS","Electric, Steam -   405-615 KW, 1382-2098 MBH","D302001: HVAC, HEAT GENERATING SYSTEMS, BOILERS - Electric, Steam -   405-615 KW, 1382-2098 MBH"]
[null,null,null,null,null,null,null,null,null,null,null,"23-15 21 23 13","Impregnations Protecting from Biological Attack","23-15 21 23 13: Impregnations Protecting from Biological Attack",null,null,20445,"D30 HVAC","D3020 HEAT GENERATING SYSTEMS","D302001 BOILERS","Electric, Steam -   615-900 KW, 2098-3071 MBH","D302001: HVAC, HEAT GENERATING SYSTEMS, BOILERS - Electric, Steam -   615-900 KW, 2098-3071 MBH"]
[null,null,null,null,null,null,null,null,null,null,null,"23-15 21 23 13 11","Wood Treatment Protecting from Biological Attack","23-15 21 23 13 11: Wood Treatment Protecting from Biological Attack",null,null,20444,"D30 HVAC","D3020 HEAT GENERATING SYSTEMS","D302001 BOILERS","Electric, Steam -   900-1170 KW, 3071-3993 MB","D302001: HVAC, HEAT GENERATING SYSTEMS, BOILERS - Electric, Steam -   900-1170 KW, 3071-3993 MB"]
[null,null,null,null,null,null,null,null,null,null,null,"23-15 21 23 15","Impregnations Protecting from Fire","23-15 21 23 15: Impregnations Protecting from Fire",null,null,20443,"D30 HVAC","D3020 HEAT GENERATING SYSTEMS","D302001 BOILERS","Electric, Steam -  1170-1440 KW, 3993-4914 MB","D302001: HVAC, HEAT GENERATING SYSTEMS, BOILERS - Electric, Steam -  1170-1440 KW, 3993-4914 MB"]
[null,null,null,null,null,null,null,null,null,null,null,"23-15 21 23 15 11","Wood Treatment Protecting from Fire","23-15 21 23 15 11: Wood Treatment Protecting from Fire",null,null,20442,"D30 HVAC","D3020 HEAT GENERATING SYSTEMS","D302001 BOILERS","Electric, Steam -  1440-1845 KW, 4914-6295 MB","D302001: HVAC, HEAT GENERATING SYSTEMS, BOILERS - Electric, Steam -  1440-1845 KW, 4914-6295 MB"]
[null,null,null,null,null,null,null,null,null,null,null,"23-15 21 23 15 11 11","Fire Retardant Treatment","23-15 21 23 15 11 11: Fire Retardant Treatment",null,null,20441,"D30 HVAC","D3020 HEAT GENERATING SYSTEMS","D302001 BOILERS","Electric, Steam -  1845-2205 KW, 6295-7524 MB","D302001: HVAC, HEAT GENERATING SYSTEMS, BOILERS - Electric, Steam -  1845-2205 KW, 6295-7524 MB"]
[null,null,null,null,null,null,null,null,null,null,null,"23-15 21 23 17","Water Repellents","23-15 21 23 17: Water Repellents",null,null,20440,"D30 HVAC","D3020 HEAT GENERATING SYSTEMS","D302001 BOILERS","Electric, Steam - >2205 KW, >7524 MBH","D302001: HVAC, HEAT GENERATING SYSTEMS, BOILERS - Electric, Steam - >2205 KW, >7524 MBH"]
[null,null,null,null,null,null,null,null,null,null,null,"23-15 21 23 17 11","Acrylic Water Repellents","23-15 21 23 17 11: Acrylic Water Repellents",null,null,21512,"D30 HVAC","D3020 HEAT GENERATING SYSTEMS","D302001 BOILERS","Gas, Hot Water","D302001: HVAC, HEAT GENERATING SYSTEMS, BOILERS - Gas, Hot Water"]
[null,null,null,null,null,null,null,null,null,null,null,"23-15 21 23 17 13","Silane Water Repellents","23-15 21 23 17 13: Silane Water Repellents",null,null,20437,"D30 HVAC","D3020 HEAT GENERATING SYSTEMS","D302001 BOILERS","Gas, Hot Water -   <150 MBH","D302001: HVAC, HEAT GENERATING SYSTEMS, BOILERS - Gas, Hot Water -   <150 MBH"]
[null,null,null,null,null,null,null,null,null,null,null,"23-15 21 23 17 15","Silicone Water Repellents","23-15 21 23 17 15: Silicone Water Repellents",null,null,20429,"D30 HVAC","D3020 HEAT GENERATING SYSTEMS","D302001 BOILERS","Gas, Hot Water -   150-250 MBH","D302001: HVAC, HEAT GENERATING SYSTEMS, BOILERS - Gas, Hot Water -   150-250 MBH"]
[null,null,null,null,null,null,null,null,null,null,null,"23-15 21 23 17 17","Siloxane Water Repellents","23-15 21 23 17 17: Siloxane Water Repellents",null,null,20435,"D30 HVAC","D3020 HEAT GENERATING SYSTEMS","D302001 BOILERS","Gas, Hot Water -   250-400 MBH","D302001: HVAC, HEAT GENERATING SYSTEMS, BOILERS - Gas, Hot Water -   250-400 MBH"]
[null,null,null,null,null,null,null,null,null,null,null,"23-15 21 23 17 19","Stearate Water Repellents","23-15 21 23 17 19: Stearate Water Repellents",null,null,20436,"D30 HVAC","D3020 HEAT GENERATING SYSTEMS","D302001 BOILERS","Gas, Hot Water -   400-500 MBH","D302001: HVAC, HEAT GENERATING SYSTEMS, BOILERS - Gas, Hot Water -   400-500 MBH"]
[null,null,null,null,null,null,null,null,null,null,null,"23-17 11 11","Door Components ","23-17 11 11: Door Components ",null,null,20434,"D30 HVAC","D3020 HEAT GENERATING SYSTEMS","D302001 BOILERS","Gas, Hot Water -   500-650 MBH","D302001: HVAC, HEAT GENERATING SYSTEMS, BOILERS - Gas, Hot Water -   500-650 MBH"]
[null,null,null,null,null,null,null,null,null,null,null,"23-17 11 11 11","Door Frames","23-17 11 11 11: Door Frames",null,null,20433,"D30 HVAC","D3020 HEAT GENERATING SYSTEMS","D302001 BOILERS","Gas, Hot Water -   650-900 MBH","D302001: HVAC, HEAT GENERATING SYSTEMS, BOILERS - Gas, Hot Water -   650-900 MBH"]
[null,null,null,null,null,null,null,null,null,null,null,"23-17 11 11 13","Preassembled Door and Frame Units","23-17 11 11 13: Preassembled Door and Frame Units",null,null,20432,"D30 HVAC","D3020 HEAT GENERATING SYSTEMS","D302001 BOILERS","Gas, Hot Water -   900-1200 MBH","D302001: HVAC, HEAT GENERATING SYSTEMS, BOILERS - Gas, Hot Water -   900-1200 MBH"]
[null,null,null,null,null,null,null,null,null,null,null,"23-17 11 11 15","Door Fanlights","23-17 11 11 15: Door Fanlights",null,null,20438,"D30 HVAC","D3020 HEAT GENERATING SYSTEMS","D302001 BOILERS","Gas, Hot Water -  1200-1800 MBH","D302001: HVAC, HEAT GENERATING SYSTEMS, BOILERS - Gas, Hot Water -  1200-1800 MBH"]
[null,null,null,null,null,null,null,null,null,null,null,"23-17 11 11 17","Door Sections","23-17 11 11 17: Door Sections",null,null,20425,"D30 HVAC","D3020 HEAT GENERATING SYSTEMS","D302001 BOILERS","Gas, Hot Water -  1800-2500 MBH","D302001: HVAC, HEAT GENERATING SYSTEMS, BOILERS - Gas, Hot Water -  1800-2500 MBH"]
[null,null,null,null,null,null,null,null,null,null,null,"23-17 11 11 17 11","Structural Door Sections","23-17 11 11 17 11: Structural Door Sections",null,null,20431,"D30 HVAC","D3020 HEAT GENERATING SYSTEMS","D302001 BOILERS","Gas, Hot Water -  2500-3500 MBH","D302001: HVAC, HEAT GENERATING SYSTEMS, BOILERS - Gas, Hot Water -  2500-3500 MBH"]
[null,null,null,null,null,null,null,null,null,null,null,"23-17 11 11 17 13","Door Cladding Sections","23-17 11 11 17 13: Door Cladding Sections",null,null,20430,"D30 HVAC","D3020 HEAT GENERATING SYSTEMS","D302001 BOILERS","Gas, Hot Water -  3500-4500 MBH","D302001: HVAC, HEAT GENERATING SYSTEMS, BOILERS - Gas, Hot Water -  3500-4500 MBH"]
[null,null,null,null,null,null,null,null,null,null,null,"23-17 11 11 19","Door Linings and Boards","23-17 11 11 19: Door Linings and Boards",null,null,20428,"D30 HVAC","D3020 HEAT GENERATING SYSTEMS","D302001 BOILERS","Gas, Hot Water -  4500-5500 MBH","D302001: HVAC, HEAT GENERATING SYSTEMS, BOILERS - Gas, Hot Water -  4500-5500 MBH"]
[null,null,null,null,null,null,null,null,null,null,null,"23-17 11 11 21","Door Renovation Sets","23-17 11 11 21: Door Renovation Sets",null,null,20427,"D30 HVAC","D3020 HEAT GENERATING SYSTEMS","D302001 BOILERS","Gas, Hot Water -  5500-6500 MBH","D302001: HVAC, HEAT GENERATING SYSTEMS, BOILERS - Gas, Hot Water -  5500-6500 MBH"]
[null,null,null,null,null,null,null,null,null,null,null,"23-17 11 11 23","Door Sidelites","23-17 11 11 23: Door Sidelites",null,null,20426,"D30 HVAC","D3020 HEAT GENERATING SYSTEMS","D302001 BOILERS","Gas, Hot Water - >6500 MBH","D302001: HVAC, HEAT GENERATING SYSTEMS, BOILERS - Gas, Hot Water - >6500 MBH"]
[null,null,null,null,null,null,null,null,null,null,null,"23-17 11 11 25","Door Accessories","23-17 11 11 25: Door Accessories",null,null,40047,"D30 HVAC","D3020 HEAT GENERATING SYSTEMS","D302001 BOILERS","Gas, Pulse","D302001: HVAC, HEAT GENERATING SYSTEMS, BOILERS - Gas, Pulse"]
[null,null,null,null,null,null,null,null,null,null,null,"23-17 11 11 25 11","Door Peep Holes","23-17 11 11 25 11: Door Peep Holes",null,null,40048,"D30 HVAC","D3020 HEAT GENERATING SYSTEMS","D302001 BOILERS","Gas, Pulse - Pulse <100,000 BTU","D302001: HVAC, HEAT GENERATING SYSTEMS, BOILERS - Gas, Pulse - Pulse <100,000 BTU"]
[null,null,null,null,null,null,null,null,null,null,null,"23-17 11 11 25 13","Door Buffers","23-17 11 11 25 13: Door Buffers",null,null,40049,"D30 HVAC","D3020 HEAT GENERATING SYSTEMS","D302001 BOILERS","Gas, Pulse - Pulse >100,000 BTU","D302001: HVAC, HEAT GENERATING SYSTEMS, BOILERS - Gas, Pulse - Pulse >100,000 BTU"]
[null,null,null,null,null,null,null,null,null,null,null,"23-17 11 11 25 15","Door Stops","23-17 11 11 25 15: Door Stops",null,null,21511,"D30 HVAC","D3020 HEAT GENERATING SYSTEMS","D302001 BOILERS","Gas, Steam","D302001: HVAC, HEAT GENERATING SYSTEMS, BOILERS - Gas, Steam"]
[null,null,null,null,null,null,null,null,null,null,null,"23-17 11 11 25 17","Door Mail Openings","23-17 11 11 25 17: Door Mail Openings",null,null,20423,"D30 HVAC","D3020 HEAT GENERATING SYSTEMS","D302001 BOILERS","Gas, Steam -   <150 MBH","D302001: HVAC, HEAT GENERATING SYSTEMS, BOILERS - Gas, Steam -   <150 MBH"]
[null,null,null,null,null,null,null,null,null,null,null,"23-17 11 11 25 19","Door Mail Slots","23-17 11 11 25 19: Door Mail Slots",null,null,20422,"D30 HVAC","D3020 HEAT GENERATING SYSTEMS","D302001 BOILERS","Gas, Steam -   150-250 MBH","D302001: HVAC, HEAT GENERATING SYSTEMS, BOILERS - Gas, Steam -   150-250 MBH"]
[null,null,null,null,null,null,null,null,null,null,null,"23-17 11 11 25 21","Door Louvers","23-17 11 11 25 21: Door Louvers",null,null,20421,"D30 HVAC","D3020 HEAT GENERATING SYSTEMS","D302001 BOILERS","Gas, Steam -   250-400 MBH","D302001: HVAC, HEAT GENERATING SYSTEMS, BOILERS - Gas, Steam -   250-400 MBH"]
[null,null,null,null,null,null,null,null,null,null,null,"23-17 11 11 25 23","Door Lights","23-17 11 11 25 23: Door Lights",null,null,20420,"D30 HVAC","D3020 HEAT GENERATING SYSTEMS","D302001 BOILERS","Gas, Steam -   400-650 MBH","D302001: HVAC, HEAT GENERATING SYSTEMS, BOILERS - Gas, Steam -   400-650 MBH"]
[null,null,null,null,null,null,null,null,null,null,null,"23-17 11 13","Metal Doors","23-17 11 13: Metal Doors",null,null,20414,"D30 HVAC","D3020 HEAT GENERATING SYSTEMS","D302001 BOILERS","Gas, Steam -   650-1000 MBH","D302001: HVAC, HEAT GENERATING SYSTEMS, BOILERS - Gas, Steam -   650-1000 MBH"]
[null,null,null,null,null,null,null,null,null,null,null,"23-17 11 13 11","Hollow Metal Doors","23-17 11 13 11: Hollow Metal Doors",null,null,20418,"D30 HVAC","D3020 HEAT GENERATING SYSTEMS","D302001 BOILERS","Gas, Steam -  1000-2000 MBH","D302001: HVAC, HEAT GENERATING SYSTEMS, BOILERS - Gas, Steam -  1000-2000 MBH"]
[null,null,null,null,null,null,null,null,null,null,null,"23-17 11 13 13","Aluminum Doors","23-17 11 13 13: Aluminum Doors",null,null,20424,"D30 HVAC","D3020 HEAT GENERATING SYSTEMS","D302001 BOILERS","Gas, Steam -  2000-3000 MBH","D302001: HVAC, HEAT GENERATING SYSTEMS, BOILERS - Gas, Steam -  2000-3000 MBH"]
[null,null,null,null,null,null,null,null,null,null,null,"23-17 11 13 13 11","Aluminum Screen Doors","23-17 11 13 13 11: Aluminum Screen Doors",null,null,20417,"D30 HVAC","D3020 HEAT GENERATING SYSTEMS","D302001 BOILERS","Gas, Steam -  3000-4000 MBH","D302001: HVAC, HEAT GENERATING SYSTEMS, BOILERS - Gas, Steam -  3000-4000 MBH"]
[null,null,null,null,null,null,null,null,null,null,null,"23-17 11 13 13 13","Aluminum Storm Doors","23-17 11 13 13 13: Aluminum Storm Doors",null,null,20416,"D30 HVAC","D3020 HEAT GENERATING SYSTEMS","D302001 BOILERS","Gas, Steam -  4000-5000 MBH","D302001: HVAC, HEAT GENERATING SYSTEMS, BOILERS - Gas, Steam -  4000-5000 MBH"]
[null,null,null,null,null,null,null,null,null,null,null,"23-17 11 13 15","Steel Doors","23-17 11 13 15: Steel Doors",null,null,20415,"D30 HVAC","D3020 HEAT GENERATING SYSTEMS","D302001 BOILERS","Gas, Steam -  5000-6500 MBH","D302001: HVAC, HEAT GENERATING SYSTEMS, BOILERS - Gas, Steam -  5000-6500 MBH"]
[null,null,null,null,null,null,null,null,null,null,null,"23-17 11 13 15 11","Steel Screen Doors","23-17 11 13 15 11: Steel Screen Doors",null,null,20419,"D30 HVAC","D3020 HEAT GENERATING SYSTEMS","D302001 BOILERS","Gas, Steam - >6500 MBH","D302001: HVAC, HEAT GENERATING SYSTEMS, BOILERS - Gas, Steam - >6500 MBH"]
[null,null,null,null,null,null,null,null,null,null,null,"23-17 11 13 15 13","Steel Storm Doors","23-17 11 13 15 13: Steel Storm Doors",null,null,40050,"D30 HVAC","D3020 HEAT GENERATING SYSTEMS","D302001 BOILERS","Gas, Water Tube","D302001: HVAC, HEAT GENERATING SYSTEMS, BOILERS - Gas, Water Tube"]
[null,null,null,null,null,null,null,null,null,null,null,"23-17 11 13 17","Bronze Doors","23-17 11 13 17: Bronze Doors",null,null,40051,"D30 HVAC","D3020 HEAT GENERATING SYSTEMS","D302001 BOILERS","Gas, Water Tube - Water Tube  <1500 MBH","D302001: HVAC, HEAT GENERATING SYSTEMS, BOILERS - Gas, Water Tube - Water Tube  <1500 MBH"]
[null,null,null,null,null,null,null,null,null,null,null,"23-17 11 13 19","Sliding Metal Doors","23-17 11 13 19: Sliding Metal Doors",null,null,40052,"D30 HVAC","D3020 HEAT GENERATING SYSTEMS","D302001 BOILERS","Gas, Water Tube - Water Tube  1500-2000 MBH","D302001: HVAC, HEAT GENERATING SYSTEMS, BOILERS - Gas, Water Tube - Water Tube  1500-2000 MBH"]
[null,null,null,null,null,null,null,null,null,null,null,"23-17 11 13 21","Folding Metal Doors","23-17 11 13 21: Folding Metal Doors",null,null,40053,"D30 HVAC","D3020 HEAT GENERATING SYSTEMS","D302001 BOILERS","Gas, Water Tube - Water Tube  2000-2700 MBH","D302001: HVAC, HEAT GENERATING SYSTEMS, BOILERS - Gas, Water Tube - Water Tube  2000-2700 MBH"]
[null,null,null,null,null,null,null,null,null,null,null,"23-17 11 13 23","Revolving Metal Doors","23-17 11 13 23: Revolving Metal Doors",null,null,40054,"D30 HVAC","D3020 HEAT GENERATING SYSTEMS","D302001 BOILERS","Gas, Water Tube - Water Tube  2700-4000 MBH","D302001: HVAC, HEAT GENERATING SYSTEMS, BOILERS - Gas, Water Tube - Water Tube  2700-4000 MBH"]
[null,null,null,null,null,null,null,null,null,null,null,"23-17 11 13 25","Overhead Metal Doors","23-17 11 13 25: Overhead Metal Doors",null,null,40055,"D30 HVAC","D3020 HEAT GENERATING SYSTEMS","D302001 BOILERS","Gas, Water Tube - Water Tube >4000 MBH","D302001: HVAC, HEAT GENERATING SYSTEMS, BOILERS - Gas, Water Tube - Water Tube >4000 MBH"]
[null,null,null,null,null,null,null,null,null,null,null,"23-17 11 13 25 11","Roller Shutter Overhead Metal Doors","23-17 11 13 25 11: Roller Shutter Overhead Metal Doors",null,null,40068,"D30 HVAC","D3020 HEAT GENERATING SYSTEMS","D302001 BOILERS","Gas/Oil, Fire Tube","D302001: HVAC, HEAT GENERATING SYSTEMS, BOILERS - Gas/Oil, Fire Tube"]
[null,null,null,null,null,null,null,null,null,null,null,"23-17 11 13 25 13","Sectional Overhead Metal Doors","23-17 11 13 25 13: Sectional Overhead Metal Doors",null,null,40069,"D30 HVAC","D3020 HEAT GENERATING SYSTEMS","D302001 BOILERS","Gas/Oil, Fire Tube - Fire Tube   <5,000 MBH","D302001: HVAC, HEAT GENERATING SYSTEMS, BOILERS - Gas/Oil, Fire Tube - Fire Tube   <5,000 MBH"]
[null,null,null,null,null,null,null,null,null,null,null,"23-17 11 15","Wood Doors","23-17 11 15: Wood Doors",null,null,40070,"D30 HVAC","D3020 HEAT GENERATING SYSTEMS","D302001 BOILERS","Gas/Oil, Fire Tube - Fire Tube   5,000-7,500 ","D302001: HVAC, HEAT GENERATING SYSTEMS, BOILERS - Gas/Oil, Fire Tube - Fire Tube   5,000-7,500 "]
[null,null,null,null,null,null,null,null,null,null,null,"23-17 11 15 11","Carved Wood Doors","23-17 11 15 11: Carved Wood Doors",null,null,40071,"D30 HVAC","D3020 HEAT GENERATING SYSTEMS","D302001 BOILERS","Gas/Oil, Fire Tube - Fire Tube   7,500-12,500","D302001: HVAC, HEAT GENERATING SYSTEMS, BOILERS - Gas/Oil, Fire Tube - Fire Tube   7,500-12,500"]
[null,null,null,null,null,null,null,null,null,null,null,"23-17 11 15 13","Flush Wood Doors","23-17 11 15 13: Flush Wood Doors",null,null,40072,"D30 HVAC","D3020 HEAT GENERATING SYSTEMS","D302001 BOILERS","Gas/Oil, Fire Tube - Fire Tube  12,500-20,000","D302001: HVAC, HEAT GENERATING SYSTEMS, BOILERS - Gas/Oil, Fire Tube - Fire Tube  12,500-20,000"]
[null,null,null,null,null,null,null,null,null,null,null,"23-17 11 15 15","Clad Wood Doors","23-17 11 15 15: Clad Wood Doors",null,null,40073,"D30 HVAC","D3020 HEAT GENERATING SYSTEMS","D302001 BOILERS","Gas/Oil, Fire Tube - Fire Tube >20,000 MBH","D302001: HVAC, HEAT GENERATING SYSTEMS, BOILERS - Gas/Oil, Fire Tube - Fire Tube >20,000 MBH"]
[null,null,null,null,null,null,null,null,null,null,null,"23-17 11 15 17","Prefinished Wood Doors","23-17 11 15 17: Prefinished Wood Doors",null,null,21510,"D30 HVAC","D3020 HEAT GENERATING SYSTEMS","D302001 BOILERS","Gas/Oil, Hot Water","D302001: HVAC, HEAT GENERATING SYSTEMS, BOILERS - Gas/Oil, Hot Water"]
[null,null,null,null,null,null,null,null,null,null,null,"23-17 11 15 19","Stile and Rail Wood Doors","23-17 11 15 19: Stile and Rail Wood Doors",null,null,20412,"D30 HVAC","D3020 HEAT GENERATING SYSTEMS","D302001 BOILERS","Gas/Oil, Hot Water -    <750 MBH","D302001: HVAC, HEAT GENERATING SYSTEMS, BOILERS - Gas/Oil, Hot Water -    <750 MBH"]
[null,null,null,null,null,null,null,null,null,null,null,"23-17 11 15 21","Wood Storm Doors","23-17 11 15 21: Wood Storm Doors",null,null,20413,"D30 HVAC","D3020 HEAT GENERATING SYSTEMS","D302001 BOILERS","Gas/Oil, Hot Water -    750-1,000 MBH","D302001: HVAC, HEAT GENERATING SYSTEMS, BOILERS - Gas/Oil, Hot Water -    750-1,000 MBH"]
[null,null,null,null,null,null,null,null,null,null,null,"23-17 11 15 23","Wood Screen Doors","23-17 11 15 23: Wood Screen Doors",null,null,20411,"D30 HVAC","D3020 HEAT GENERATING SYSTEMS","D302001 BOILERS","Gas/Oil, Hot Water -   1,000-1,250 MBH","D302001: HVAC, HEAT GENERATING SYSTEMS, BOILERS - Gas/Oil, Hot Water -   1,000-1,250 MBH"]
[null,null,null,null,null,null,null,null,null,null,null,"23-17 11 15 25","Sliding Wood Doors","23-17 11 15 25: Sliding Wood Doors",null,null,20410,"D30 HVAC","D3020 HEAT GENERATING SYSTEMS","D302001 BOILERS","Gas/Oil, Hot Water -   1,250-1,750 MBH","D302001: HVAC, HEAT GENERATING SYSTEMS, BOILERS - Gas/Oil, Hot Water -   1,250-1,750 MBH"]
[null,null,null,null,null,null,null,null,null,null,null,"23-17 11 15 27","Folding Wood Doors","23-17 11 15 27: Folding Wood Doors",null,null,20409,"D30 HVAC","D3020 HEAT GENERATING SYSTEMS","D302001 BOILERS","Gas/Oil, Hot Water -   1,750-2,250 MBH","D302001: HVAC, HEAT GENERATING SYSTEMS, BOILERS - Gas/Oil, Hot Water -   1,750-2,250 MBH"]
[null,null,null,null,null,null,null,null,null,null,null,"23-17 11 15 29","Revolving Wood Doors","23-17 11 15 29: Revolving Wood Doors",null,null,20408,"D30 HVAC","D3020 HEAT GENERATING SYSTEMS","D302001 BOILERS","Gas/Oil, Hot Water -   2,250-2,750 MBH","D302001: HVAC, HEAT GENERATING SYSTEMS, BOILERS - Gas/Oil, Hot Water -   2,250-2,750 MBH"]
[null,null,null,null,null,null,null,null,null,null,null,"23-17 11 15 31","Overhead Wood Doors","23-17 11 15 31: Overhead Wood Doors",null,null,20407,"D30 HVAC","D3020 HEAT GENERATING SYSTEMS","D302001 BOILERS","Gas/Oil, Hot Water -   2,750-3,500 MBH","D302001: HVAC, HEAT GENERATING SYSTEMS, BOILERS - Gas/Oil, Hot Water -   2,750-3,500 MBH"]
[null,null,null,null,null,null,null,null,null,null,null,"23-17 11 15 31 11","Roller Shutter Overhead Wood Doors","23-17 11 15 31 11: Roller Shutter Overhead Wood Doors",null,null,20400,"D30 HVAC","D3020 HEAT GENERATING SYSTEMS","D302001 BOILERS","Gas/Oil, Hot Water -   3,500-4,250 MBH","D302001: HVAC, HEAT GENERATING SYSTEMS, BOILERS - Gas/Oil, Hot Water -   3,500-4,250 MBH"]
[null,null,null,null,null,null,null,null,null,null,null,"23-17 11 15 31 13","Sectional Overhead Wood Doors","23-17 11 15 31 13: Sectional Overhead Wood Doors",null,null,20406,"D30 HVAC","D3020 HEAT GENERATING SYSTEMS","D302001 BOILERS","Gas/Oil, Hot Water -   4,250-5,000 MBH","D302001: HVAC, HEAT GENERATING SYSTEMS, BOILERS - Gas/Oil, Hot Water -   4,250-5,000 MBH"]
[null,null,null,null,null,null,null,null,null,null,null,"23-17 11 17","Plastic Doors","23-17 11 17: Plastic Doors",null,null,20405,"D30 HVAC","D3020 HEAT GENERATING SYSTEMS","D302001 BOILERS","Gas/Oil, Hot Water -   5,000-5,750 MBH","D302001: HVAC, HEAT GENERATING SYSTEMS, BOILERS - Gas/Oil, Hot Water -   5,000-5,750 MBH"]
[null,null,null,null,null,null,null,null,null,null,null,"23-17 11 17 11","Laminated Plastic Doors","23-17 11 17 11: Laminated Plastic Doors",null,null,20404,"D30 HVAC","D3020 HEAT GENERATING SYSTEMS","D302001 BOILERS","Gas/Oil, Hot Water -   5,750-7,500 MBH","D302001: HVAC, HEAT GENERATING SYSTEMS, BOILERS - Gas/Oil, Hot Water -   5,750-7,500 MBH"]
[null,null,null,null,null,null,null,null,null,null,null,"23-17 11 17 13","Solid Plastic Doors","23-17 11 17 13: Solid Plastic Doors",null,null,20403,"D30 HVAC","D3020 HEAT GENERATING SYSTEMS","D302001 BOILERS","Gas/Oil, Hot Water -   7,500-10,000 MBH","D302001: HVAC, HEAT GENERATING SYSTEMS, BOILERS - Gas/Oil, Hot Water -   7,500-10,000 MBH"]
[null,null,null,null,null,null,null,null,null,null,null,"23-17 11 17 15","Plastic Storm Doors","23-17 11 17 15: Plastic Storm Doors",null,null,20402,"D30 HVAC","D3020 HEAT GENERATING SYSTEMS","D302001 BOILERS","Gas/Oil, Hot Water -  10,000-12,500 MBH","D302001: HVAC, HEAT GENERATING SYSTEMS, BOILERS - Gas/Oil, Hot Water -  10,000-12,500 MBH"]
[null,null,null,null,null,null,null,null,null,null,null,"23-17 11 17 17","Plastic Screen Doors","23-17 11 17 17: Plastic Screen Doors",null,null,20401,"D30 HVAC","D3020 HEAT GENERATING SYSTEMS","D302001 BOILERS","Gas/Oil, Hot Water - >12,500 MBH","D302001: HVAC, HEAT GENERATING SYSTEMS, BOILERS - Gas/Oil, Hot Water - >12,500 MBH"]
[null,null,null,null,null,null,null,null,null,null,null,"23-17 11 17 19","Sliding Plastic Doors","23-17 11 17 19: Sliding Plastic Doors",null,null,21509,"D30 HVAC","D3020 HEAT GENERATING SYSTEMS","D302001 BOILERS","Gas/Oil, Steam","D302001: HVAC, HEAT GENERATING SYSTEMS, BOILERS - Gas/Oil, Steam"]
[null,null,null,null,null,null,null,null,null,null,null,"23-17 11 17 21","Folding Plastic Doors","23-17 11 17 21: Folding Plastic Doors",null,null,20395,"D30 HVAC","D3020 HEAT GENERATING SYSTEMS","D302001 BOILERS","Gas/Oil, Steam -  <1000 MBH","D302001: HVAC, HEAT GENERATING SYSTEMS, BOILERS - Gas/Oil, Steam -  <1000 MBH"]
[null,null,null,null,null,null,null,null,null,null,null,"23-17 11 17 23","Revolving Plastic Doors","23-17 11 17 23: Revolving Plastic Doors",null,null,20398,"D30 HVAC","D3020 HEAT GENERATING SYSTEMS","D302001 BOILERS","Gas/Oil, Steam -  1000-1500 MBH","D302001: HVAC, HEAT GENERATING SYSTEMS, BOILERS - Gas/Oil, Steam -  1000-1500 MBH"]
[null,null,null,null,null,null,null,null,null,null,null,"23-17 11 17 25","Overhead Plastic Doors","23-17 11 17 25: Overhead Plastic Doors",null,null,20397,"D30 HVAC","D3020 HEAT GENERATING SYSTEMS","D302001 BOILERS","Gas/Oil, Steam -  1500-2250 MBH","D302001: HVAC, HEAT GENERATING SYSTEMS, BOILERS - Gas/Oil, Steam -  1500-2250 MBH"]
[null,null,null,null,null,null,null,null,null,null,null,"23-17 11 17 25 11","Roller Shutter Overhead Plastic Doors","23-17 11 17 25 11: Roller Shutter Overhead Plastic Doors",null,null,20396,"D30 HVAC","D3020 HEAT GENERATING SYSTEMS","D302001 BOILERS","Gas/Oil, Steam -  2250-3000 MBH","D302001: HVAC, HEAT GENERATING SYSTEMS, BOILERS - Gas/Oil, Steam -  2250-3000 MBH"]
[null,null,null,null,null,null,null,null,null,null,null,"23-17 11 17 25 13","Sectional Overhead Plastic Doors","23-17 11 17 25 13: Sectional Overhead Plastic Doors",null,null,20391,"D30 HVAC","D3020 HEAT GENERATING SYSTEMS","D302001 BOILERS","Gas/Oil, Steam -  3000-3500 MBH","D302001: HVAC, HEAT GENERATING SYSTEMS, BOILERS - Gas/Oil, Steam -  3000-3500 MBH"]
[null,null,null,null,null,null,null,null,null,null,null,"23-17 11 19","Composite Doors","23-17 11 19: Composite Doors",null,null,20390,"D30 HVAC","D3020 HEAT GENERATING SYSTEMS","D302001 BOILERS","Gas/Oil, Steam -  3500-4250 MBH","D302001: HVAC, HEAT GENERATING SYSTEMS, BOILERS - Gas/Oil, Steam -  3500-4250 MBH"]
[null,null,null,null,null,null,null,null,null,null,null,"23-17 11 19 11","Fiberglass Composite Doors","23-17 11 19 11: Fiberglass Composite Doors",null,null,20399,"D30 HVAC","D3020 HEAT GENERATING SYSTEMS","D302001 BOILERS","Gas/Oil, Steam -  4250-5000 MBH","D302001: HVAC, HEAT GENERATING SYSTEMS, BOILERS - Gas/Oil, Steam -  4250-5000 MBH"]
[null,null,null,null,null,null,null,null,null,null,null,"23-17 11 19 13","Sliding Composite Doors","23-17 11 19 13: Sliding Composite Doors",null,null,20394,"D30 HVAC","D3020 HEAT GENERATING SYSTEMS","D302001 BOILERS","Gas/Oil, Steam -  5000-5750 MBH","D302001: HVAC, HEAT GENERATING SYSTEMS, BOILERS - Gas/Oil, Steam -  5000-5750 MBH"]
[null,null,null,null,null,null,null,null,null,null,null,"23-17 11 19 15","Folding Composite Doors","23-17 11 19 15: Folding Composite Doors",null,null,20393,"D30 HVAC","D3020 HEAT GENERATING SYSTEMS","D302001 BOILERS","Gas/Oil, Steam -  5750-6500 MBH","D302001: HVAC, HEAT GENERATING SYSTEMS, BOILERS - Gas/Oil, Steam -  5750-6500 MBH"]
[null,null,null,null,null,null,null,null,null,null,null,"23-17 11 19 17","Composite Hinged Doors","23-17 11 19 17: Composite Hinged Doors",null,null,20392,"D30 HVAC","D3020 HEAT GENERATING SYSTEMS","D302001 BOILERS","Gas/Oil, Steam - >6500 MBH","D302001: HVAC, HEAT GENERATING SYSTEMS, BOILERS - Gas/Oil, Steam - >6500 MBH"]
[null,null,null,null,null,null,null,null,null,null,null,"23-17 11 19 19","Revolving Composite Doors","23-17 11 19 19: Revolving Composite Doors",null,null,40062,"D30 HVAC","D3020 HEAT GENERATING SYSTEMS","D302001 BOILERS","Oil, Fire Tube","D302001: HVAC, HEAT GENERATING SYSTEMS, BOILERS - Oil, Fire Tube"]
[null,null,null,null,null,null,null,null,null,null,null,"23-17 11 19 21","Overhead Composite Doors","23-17 11 19 21: Overhead Composite Doors",null,null,40063,"D30 HVAC","D3020 HEAT GENERATING SYSTEMS","D302001 BOILERS","Oil, Fire Tube -   <5000 MBH","D302001: HVAC, HEAT GENERATING SYSTEMS, BOILERS - Oil, Fire Tube -   <5000 MBH"]
[null,null,null,null,null,null,null,null,null,null,null,"23-17 11 19 21 11","Roller Shutter Overhead Composite Doors","23-17 11 19 21 11: Roller Shutter Overhead Composite Doors",null,null,40064,"D30 HVAC","D3020 HEAT GENERATING SYSTEMS","D302001 BOILERS","Oil, Fire Tube -   5000-7500 MBH","D302001: HVAC, HEAT GENERATING SYSTEMS, BOILERS - Oil, Fire Tube -   5000-7500 MBH"]
[null,null,null,null,null,null,null,null,null,null,null,"23-17 11 19 21 13","Sectional Overhead Composite Doors","23-17 11 19 21 13: Sectional Overhead Composite Doors",null,null,40065,"D30 HVAC","D3020 HEAT GENERATING SYSTEMS","D302001 BOILERS","Oil, Fire Tube -   7500-12500 MBH","D302001: HVAC, HEAT GENERATING SYSTEMS, BOILERS - Oil, Fire Tube -   7500-12500 MBH"]
[null,null,null,null,null,null,null,null,null,null,null,"23-17 11 21","Glazed Doors","23-17 11 21: Glazed Doors",null,null,40066,"D30 HVAC","D3020 HEAT GENERATING SYSTEMS","D302001 BOILERS","Oil, Fire Tube -  12500-20000 MBH","D302001: HVAC, HEAT GENERATING SYSTEMS, BOILERS - Oil, Fire Tube -  12500-20000 MBH"]
[null,null,null,null,null,null,null,null,null,null,null,"23-17 11 21 11","Glazed Hinged Doors","23-17 11 21 11: Glazed Hinged Doors",null,null,40067,"D30 HVAC","D3020 HEAT GENERATING SYSTEMS","D302001 BOILERS","Oil, Fire Tube - >20000 MBH","D302001: HVAC, HEAT GENERATING SYSTEMS, BOILERS - Oil, Fire Tube - >20000 MBH"]
[null,null,null,null,null,null,null,null,null,null,null,"23-17 11 23","All Glass Doors","23-17 11 23: All Glass Doors",null,null,21508,"D30 HVAC","D3020 HEAT GENERATING SYSTEMS","D302001 BOILERS","Oil, HW","D302001: HVAC, HEAT GENERATING SYSTEMS, BOILERS - Oil, HW"]
[null,null,null,null,null,null,null,null,null,null,null,"23-17 11 23 11","Swinging All Glass Doors","23-17 11 23 11: Swinging All Glass Doors",null,null,20383,"D30 HVAC","D3020 HEAT GENERATING SYSTEMS","D302001 BOILERS","Oil, HW -   <150 MBH","D302001: HVAC, HEAT GENERATING SYSTEMS, BOILERS - Oil, HW -   <150 MBH"]
[null,null,null,null,null,null,null,null,null,null,null,"23-17 11 23 13","Sliding All Glass Doors","23-17 11 23 13: Sliding All Glass Doors",null,null,20384,"D30 HVAC","D3020 HEAT GENERATING SYSTEMS","D302001 BOILERS","Oil, HW -   150-200 MBH","D302001: HVAC, HEAT GENERATING SYSTEMS, BOILERS - Oil, HW -   150-200 MBH"]
[null,null,null,null,null,null,null,null,null,null,null,"23-17 11 23 15","Folding All Glass Doors and Grilles","23-17 11 23 15: Folding All Glass Doors and Grilles",null,null,20385,"D30 HVAC","D3020 HEAT GENERATING SYSTEMS","D302001 BOILERS","Oil, HW -   200-700 MBH","D302001: HVAC, HEAT GENERATING SYSTEMS, BOILERS - Oil, HW -   200-700 MBH"]
[null,null,null,null,null,null,null,null,null,null,null,"23-17 11 23 15 11","Accordion Folding All Glass Doors","23-17 11 23 15 11: Accordion Folding All Glass Doors",null,null,20386,"D30 HVAC","D3020 HEAT GENERATING SYSTEMS","D302001 BOILERS","Oil, HW -   700-1300 MBH","D302001: HVAC, HEAT GENERATING SYSTEMS, BOILERS - Oil, HW -   700-1300 MBH"]
[null,null,null,null,null,null,null,null,null,null,null,"23-17 11 23 15 13","Panel Folding All Glass Doors","23-17 11 23 15 13: Panel Folding All Glass Doors",null,null,20387,"D30 HVAC","D3020 HEAT GENERATING SYSTEMS","D302001 BOILERS","Oil, HW -  1300-2000 MBH","D302001: HVAC, HEAT GENERATING SYSTEMS, BOILERS - Oil, HW -  1300-2000 MBH"]
[null,null,null,null,null,null,null,null,null,null,null,"23-17 11 23 15 15","Bifold All Glass Doors","23-17 11 23 15 15: Bifold All Glass Doors",null,null,20388,"D30 HVAC","D3020 HEAT GENERATING SYSTEMS","D302001 BOILERS","Oil, HW -  2000-3000 MBH","D302001: HVAC, HEAT GENERATING SYSTEMS, BOILERS - Oil, HW -  2000-3000 MBH"]
[null,null,null,null,null,null,null,null,null,null,null,"23-17 11 23 17","Revolving All Glass Doors","23-17 11 23 17: Revolving All Glass Doors",null,null,20389,"D30 HVAC","D3020 HEAT GENERATING SYSTEMS","D302001 BOILERS","Oil, HW - >3000 MBH","D302001: HVAC, HEAT GENERATING SYSTEMS, BOILERS - Oil, HW - >3000 MBH"]
[null,null,null,null,null,null,null,null,null,null,null,"23-17 11 23 19","Balanced All Glass Doors","23-17 11 23 19: Balanced All Glass Doors",null,null,21507,"D30 HVAC","D3020 HEAT GENERATING SYSTEMS","D302001 BOILERS","Oil, Steam","D302001: HVAC, HEAT GENERATING SYSTEMS, BOILERS - Oil, Steam"]
[null,null,null,null,null,null,null,null,null,null,null,"23-17 11 25","Passage Grilles","23-17 11 25: Passage Grilles",null,null,20376,"D30 HVAC","D3020 HEAT GENERATING SYSTEMS","D302001 BOILERS","Oil, Steam -   <150 MBH","D302001: HVAC, HEAT GENERATING SYSTEMS, BOILERS - Oil, Steam -   <150 MBH"]
[null,null,null,null,null,null,null,null,null,null,null,"23-17 11 25 11","Sliding Passage Grilles","23-17 11 25 11: Sliding Passage Grilles",null,null,20380,"D30 HVAC","D3020 HEAT GENERATING SYSTEMS","D302001 BOILERS","Oil, Steam -   150-200 MBH","D302001: HVAC, HEAT GENERATING SYSTEMS, BOILERS - Oil, Steam -   150-200 MBH"]
[null,null,null,null,null,null,null,null,null,null,null,"23-17 11 25 13","Folding Passage Grilles","23-17 11 25 13: Folding Passage Grilles",null,null,20382,"D30 HVAC","D3020 HEAT GENERATING SYSTEMS","D302001 BOILERS","Oil, Steam -   200-700 MBH","D302001: HVAC, HEAT GENERATING SYSTEMS, BOILERS - Oil, Steam -   200-700 MBH"]
[null,null,null,null,null,null,null,null,null,null,null,"23-17 11 25 13 11","Accordion Folding Passage Grilles","23-17 11 25 13 11: Accordion Folding Passage Grilles",null,null,20379,"D30 HVAC","D3020 HEAT GENERATING SYSTEMS","D302001 BOILERS","Oil, Steam -   700-1300 MBH","D302001: HVAC, HEAT GENERATING SYSTEMS, BOILERS - Oil, Steam -   700-1300 MBH"]
[null,null,null,null,null,null,null,null,null,null,null,"23-17 11 25 15","Rolling Grilles","23-17 11 25 15: Rolling Grilles",null,null,20378,"D30 HVAC","D3020 HEAT GENERATING SYSTEMS","D302001 BOILERS","Oil, Steam -  1300-2000 MBH","D302001: HVAC, HEAT GENERATING SYSTEMS, BOILERS - Oil, Steam -  1300-2000 MBH"]
[null,null,null,null,null,null,null,null,null,null,null,"23-17 11 27","Access Doors","23-17 11 27: Access Doors",null,null,20377,"D30 HVAC","D3020 HEAT GENERATING SYSTEMS","D302001 BOILERS","Oil, Steam -  2000-3000 MBH","D302001: HVAC, HEAT GENERATING SYSTEMS, BOILERS - Oil, Steam -  2000-3000 MBH"]
[null,null,null,null,null,null,null,null,null,null,null,"23-17 11 27 11","Trap Doors","23-17 11 27 11: Trap Doors",null,null,20381,"D30 HVAC","D3020 HEAT GENERATING SYSTEMS","D302001 BOILERS","Oil, Steam - >3000 MBH","D302001: HVAC, HEAT GENERATING SYSTEMS, BOILERS - Oil, Steam - >3000 MBH"]
[null,null,null,null,null,null,null,null,null,null,null,"23-17 11 27 13","Access Doors","23-17 11 27 13: Access Doors",null,null,40056,"D30 HVAC","D3020 HEAT GENERATING SYSTEMS","D302001 BOILERS","Oil, Water Tube","D302001: HVAC, HEAT GENERATING SYSTEMS, BOILERS - Oil, Water Tube"]
[null,null,null,null,null,null,null,null,null,null,null,"23-17 11 27 15","Floor Hatches","23-17 11 27 15: Floor Hatches",null,null,40057,"D30 HVAC","D3020 HEAT GENERATING SYSTEMS","D302001 BOILERS","Oil, Water Tube -  <1500 MBH","D302001: HVAC, HEAT GENERATING SYSTEMS, BOILERS - Oil, Water Tube -  <1500 MBH"]
[null,null,null,null,null,null,null,null,null,null,null,"23-17 11 27 17","Roof Hatches","23-17 11 27 17: Roof Hatches",null,null,40058,"D30 HVAC","D3020 HEAT GENERATING SYSTEMS","D302001 BOILERS","Oil, Water Tube -  1500-2000 MBH","D302001: HVAC, HEAT GENERATING SYSTEMS, BOILERS - Oil, Water Tube -  1500-2000 MBH"]
[null,null,null,null,null,null,null,null,null,null,null,"23-17 11 27 19","Security Floor Hatches","23-17 11 27 19: Security Floor Hatches",null,null,40059,"D30 HVAC","D3020 HEAT GENERATING SYSTEMS","D302001 BOILERS","Oil, Water Tube -  2000-2700 MBH","D302001: HVAC, HEAT GENERATING SYSTEMS, BOILERS - Oil, Water Tube -  2000-2700 MBH"]
[null,null,null,null,null,null,null,null,null,null,null,"23-17 11 27 21","Security Roof Hatches","23-17 11 27 21: Security Roof Hatches",null,null,40060,"D30 HVAC","D3020 HEAT GENERATING SYSTEMS","D302001 BOILERS","Oil, Water Tube -  2700-4000 MBH","D302001: HVAC, HEAT GENERATING SYSTEMS, BOILERS - Oil, Water Tube -  2700-4000 MBH"]
[null,null,null,null,null,null,null,null,null,null,null,"23-17 11 27 21 11","Forced Entry and Ballistic Resistant Roof Hatches","23-17 11 27 21 11: Forced Entry and Ballistic Resistant Roof Hatches",null,null,40061,"D30 HVAC","D3020 HEAT GENERATING SYSTEMS","D302001 BOILERS","Oil, Water Tube - >4000 MBH","D302001: HVAC, HEAT GENERATING SYSTEMS, BOILERS - Oil, Water Tube - >4000 MBH"]
[null,null,null,null,null,null,null,null,null,null,null,"23-17 11 27 21 13","Ballistic Resistant Roof Hatches","23-17 11 27 21 13: Ballistic Resistant Roof Hatches",null,null,21502,"D30 HVAC","D3020 HEAT GENERATING SYSTEMS","D302001 BOILERS","Solid Fuel","D302001: HVAC, HEAT GENERATING SYSTEMS, BOILERS - Solid Fuel"]
[null,null,null,null,null,null,null,null,null,null,null,"23-17 11 27 23","Man Hole Accesses","23-17 11 27 23: Man Hole Accesses",null,null,20328,"D30 HVAC","D3020 HEAT GENERATING SYSTEMS","D302001 BOILERS","Solid Fuel - Natural Draft,   <1500 MBH","D302001: HVAC, HEAT GENERATING SYSTEMS, BOILERS - Solid Fuel - Natural Draft,   <1500 MBH"]
[null,null,null,null,null,null,null,null,null,null,null,"23-17 11 29","Access Panels","23-17 11 29: Access Panels",null,null,20341,"D30 HVAC","D3020 HEAT GENERATING SYSTEMS","D302001 BOILERS","Solid Fuel - Natural Draft,   1500-1700 MBH","D302001: HVAC, HEAT GENERATING SYSTEMS, BOILERS - Solid Fuel - Natural Draft,   1500-1700 MBH"]
[null,null,null,null,null,null,null,null,null,null,null,"23-17 11 29 11","Equipment Access Panels","23-17 11 29 11: Equipment Access Panels",null,null,20329,"D30 HVAC","D3020 HEAT GENERATING SYSTEMS","D302001 BOILERS","Solid Fuel - Natural Draft,   1700-2000 MBH","D302001: HVAC, HEAT GENERATING SYSTEMS, BOILERS - Solid Fuel - Natural Draft,   1700-2000 MBH"]
[null,null,null,null,null,null,null,null,null,null,null,"23-17 11 31","Fire Doors","23-17 11 31: Fire Doors",null,null,20325,"D30 HVAC","D3020 HEAT GENERATING SYSTEMS","D302001 BOILERS","Solid Fuel - Natural Draft,   2000-2400 MBH","D302001: HVAC, HEAT GENERATING SYSTEMS, BOILERS - Solid Fuel - Natural Draft,   2000-2400 MBH"]
[null,null,null,null,null,null,null,null,null,null,null,"23-17 11 31 11","Fire Rated Doors","23-17 11 31 11: Fire Rated Doors",null,null,20330,"D30 HVAC","D3020 HEAT GENERATING SYSTEMS","D302001 BOILERS","Solid Fuel - Natural Draft,   2400-2800 MBH","D302001: HVAC, HEAT GENERATING SYSTEMS, BOILERS - Solid Fuel - Natural Draft,   2400-2800 MBH"]
[null,null,null,null,null,null,null,null,null,null,null,"23-17 11 31 11 11","Fire Rated Overhead Doors","23-17 11 31 11 11: Fire Rated Overhead Doors",null,null,20331,"D30 HVAC","D3020 HEAT GENERATING SYSTEMS","D302001 BOILERS","Solid Fuel - Natural Draft,   2800-3300 MBH","D302001: HVAC, HEAT GENERATING SYSTEMS, BOILERS - Solid Fuel - Natural Draft,   2800-3300 MBH"]
[null,null,null,null,null,null,null,null,null,null,null,"23-17 11 31 11 13","Fire Rated Rolling Doors","23-17 11 31 11 13: Fire Rated Rolling Doors",null,null,20332,"D30 HVAC","D3020 HEAT GENERATING SYSTEMS","D302001 BOILERS","Solid Fuel - Natural Draft,   3300-4000 MBH","D302001: HVAC, HEAT GENERATING SYSTEMS, BOILERS - Solid Fuel - Natural Draft,   3300-4000 MBH"]
[null,null,null,null,null,null,null,null,null,null,null,"23-17 11 31 11 15","Fire Rated Sliding Doors","23-17 11 31 11 15: Fire Rated Sliding Doors",null,null,20333,"D30 HVAC","D3020 HEAT GENERATING SYSTEMS","D302001 BOILERS","Solid Fuel - Natural Draft,   4000-5000 MBH","D302001: HVAC, HEAT GENERATING SYSTEMS, BOILERS - Solid Fuel - Natural Draft,   4000-5000 MBH"]
[null,null,null,null,null,null,null,null,null,null,null,"23-17 11 31 11 17","Fire Rated Hinged Doors","23-17 11 31 11 17: Fire Rated Hinged Doors",null,null,20334,"D30 HVAC","D3020 HEAT GENERATING SYSTEMS","D302001 BOILERS","Solid Fuel - Natural Draft,   5000-6000 MBH","D302001: HVAC, HEAT GENERATING SYSTEMS, BOILERS - Solid Fuel - Natural Draft,   5000-6000 MBH"]
[null,null,null,null,null,null,null,null,null,null,null,"23-17 11 31 11 19","Fire Rated Revolving Doors","23-17 11 31 11 19: Fire Rated Revolving Doors",null,null,20344,"D30 HVAC","D3020 HEAT GENERATING SYSTEMS","D302001 BOILERS","Solid Fuel - Natural Draft,   6000-7000 MBH","D302001: HVAC, HEAT GENERATING SYSTEMS, BOILERS - Solid Fuel - Natural Draft,   6000-7000 MBH"]
[null,null,null,null,null,null,null,null,null,null,null,"23-17 11 31 13","Temperature Rate of Rise Fire Rated Doors","23-17 11 31 13: Temperature Rate of Rise Fire Rated Doors",null,null,20336,"D30 HVAC","D3020 HEAT GENERATING SYSTEMS","D302001 BOILERS","Solid Fuel - Natural Draft,   7000-8000 MBH","D302001: HVAC, HEAT GENERATING SYSTEMS, BOILERS - Solid Fuel - Natural Draft,   7000-8000 MBH"]
[null,null,null,null,null,null,null,null,null,null,null,"23-17 11 31 13 11","Temperature Rate of Rise Fire Rated Overhead Doors","23-17 11 31 13 11: Temperature Rate of Rise Fire Rated Overhead Doors",null,null,20337,"D30 HVAC","D3020 HEAT GENERATING SYSTEMS","D302001 BOILERS","Solid Fuel - Natural Draft,   8000-10000 MBH","D302001: HVAC, HEAT GENERATING SYSTEMS, BOILERS - Solid Fuel - Natural Draft,   8000-10000 MBH"]
[null,null,null,null,null,null,null,null,null,null,null,"23-17 11 31 13 13","Temperature Rate of Rise Fire Rated Rolling Doors","23-17 11 31 13 13: Temperature Rate of Rise Fire Rated Rolling Doors",null,null,20339,"D30 HVAC","D3020 HEAT GENERATING SYSTEMS","D302001 BOILERS","Solid Fuel - Natural Draft,  10000-12000 MBH","D302001: HVAC, HEAT GENERATING SYSTEMS, BOILERS - Solid Fuel - Natural Draft,  10000-12000 MBH"]
[null,null,null,null,null,null,null,null,null,null,null,"23-17 11 31 13 15","Temperature Rate of Rise Fire Rated Sliding Doors","23-17 11 31 13 15: Temperature Rate of Rise Fire Rated Sliding Doors",null,null,20340,"D30 HVAC","D3020 HEAT GENERATING SYSTEMS","D302001 BOILERS","Solid Fuel - Natural Draft,  12000-14000 MBH","D302001: HVAC, HEAT GENERATING SYSTEMS, BOILERS - Solid Fuel - Natural Draft,  12000-14000 MBH"]
[null,null,null,null,null,null,null,null,null,null,null,"23-17 11 31 13 17","Temperature Rate of Rise Fire Rated Hinged Doors","23-17 11 31 13 17: Temperature Rate of Rise Fire Rated Hinged Doors",null,null,20342,"D30 HVAC","D3020 HEAT GENERATING SYSTEMS","D302001 BOILERS","Solid Fuel - Natural Draft,  14000-16000 MBH","D302001: HVAC, HEAT GENERATING SYSTEMS, BOILERS - Solid Fuel - Natural Draft,  14000-16000 MBH"]
[null,null,null,null,null,null,null,null,null,null,null,"23-17 11 31 13 19","Temperature Rate of Rise Fire Rated Revolving Doors","23-17 11 31 13 19: Temperature Rate of Rise Fire Rated Revolving Doors",null,null,20343,"D30 HVAC","D3020 HEAT GENERATING SYSTEMS","D302001 BOILERS","Solid Fuel - Natural Draft,  16000-17500 MBH","D302001: HVAC, HEAT GENERATING SYSTEMS, BOILERS - Solid Fuel - Natural Draft,  16000-17500 MBH"]
[null,null,null,null,null,null,null,null,null,null,null,"23-17 11 35","Fire Shutters","23-17 11 35: Fire Shutters",null,null,20335,"D30 HVAC","D3020 HEAT GENERATING SYSTEMS","D302001 BOILERS","Solid Fuel - Natural Draft, >17500 MBH","D302001: HVAC, HEAT GENERATING SYSTEMS, BOILERS - Solid Fuel - Natural Draft, >17500 MBH"]
[null,null,null,null,null,null,null,null,null,null,null,"23-17 11 37","Controlled Environment Doors","23-17 11 37: Controlled Environment Doors",null,null,20338,"D30 HVAC","D3020 HEAT GENERATING SYSTEMS","D302001 BOILERS","Solid Fuel - Stoker Fired,   148 MBH","D302001: HVAC, HEAT GENERATING SYSTEMS, BOILERS - Solid Fuel - Stoker Fired,   148 MBH"]
[null,null,null,null,null,null,null,null,null,null,null,"23-17 11 37 11","Cold Storage Doors","23-17 11 37 11: Cold Storage Doors",null,null,20326,"D30 HVAC","D3020 HEAT GENERATING SYSTEMS","D302001 BOILERS","Solid Fuel - Stoker Fired,   175-225 MBH","D302001: HVAC, HEAT GENERATING SYSTEMS, BOILERS - Solid Fuel - Stoker Fired,   175-225 MBH"]
[null,null,null,null,null,null,null,null,null,null,null,"23-17 11 37 13","Sound Control Doors","23-17 11 37 13: Sound Control Doors",null,null,20323,"D30 HVAC","D3020 HEAT GENERATING SYSTEMS","D302001 BOILERS","Solid Fuel - Stoker Fired,   225-275 MBH","D302001: HVAC, HEAT GENERATING SYSTEMS, BOILERS - Solid Fuel - Stoker Fired,   225-275 MBH"]
[null,null,null,null,null,null,null,null,null,null,null,"23-17 11 37 15","Radiation Protection Doors","23-17 11 37 15: Radiation Protection Doors",null,null,20313,"D30 HVAC","D3020 HEAT GENERATING SYSTEMS","D302001 BOILERS","Solid Fuel - Stoker Fired,   275-350 MBH","D302001: HVAC, HEAT GENERATING SYSTEMS, BOILERS - Solid Fuel - Stoker Fired,   275-350 MBH"]
[null,null,null,null,null,null,null,null,null,null,null,"23-17 11 37 15 11","Electromagnetic Shielding Doors","23-17 11 37 15 11: Electromagnetic Shielding Doors",null,null,20307,"D30 HVAC","D3020 HEAT GENERATING SYSTEMS","D302001 BOILERS","Solid Fuel - Stoker Fired,   350-450 MBH","D302001: HVAC, HEAT GENERATING SYSTEMS, BOILERS - Solid Fuel - Stoker Fired,   350-450 MBH"]
[null,null,null,null,null,null,null,null,null,null,null,"23-17 11 37 15 13","Radio Frequency Protection Doors","23-17 11 37 15 13: Radio Frequency Protection Doors",null,null,20308,"D30 HVAC","D3020 HEAT GENERATING SYSTEMS","D302001 BOILERS","Solid Fuel - Stoker Fired,   450-550 MBH","D302001: HVAC, HEAT GENERATING SYSTEMS, BOILERS - Solid Fuel - Stoker Fired,   450-550 MBH"]
[null,null,null,null,null,null,null,null,null,null,null,"23-17 11 37 15 15","BO Shielding Doors","23-17 11 37 15 15: BO Shielding Doors",null,null,20309,"D30 HVAC","D3020 HEAT GENERATING SYSTEMS","D302001 BOILERS","Solid Fuel - Stoker Fired,   550-1000 MBH","D302001: HVAC, HEAT GENERATING SYSTEMS, BOILERS - Solid Fuel - Stoker Fired,   550-1000 MBH"]
[null,null,null,null,null,null,null,null,null,null,null,"23-17 11 37 15 17","X Ray Protection Doors","23-17 11 37 15 17: X Ray Protection Doors",null,null,20310,"D30 HVAC","D3020 HEAT GENERATING SYSTEMS","D302001 BOILERS","Solid Fuel - Stoker Fired,  1000-1350 MBH","D302001: HVAC, HEAT GENERATING SYSTEMS, BOILERS - Solid Fuel - Stoker Fired,  1000-1350 MBH"]
[null,null,null,null,null,null,null,null,null,null,null,"23-17 11 37 15 19","Nuclear Radiation Protection Doors","23-17 11 37 15 19: Nuclear Radiation Protection Doors",null,null,20311,"D30 HVAC","D3020 HEAT GENERATING SYSTEMS","D302001 BOILERS","Solid Fuel - Stoker Fired,  1350-1600 MBH","D302001: HVAC, HEAT GENERATING SYSTEMS, BOILERS - Solid Fuel - Stoker Fired,  1350-1600 MBH"]
[null,null,null,null,null,null,null,null,null,null,null,"23-17 11 37 15 21","High Energy Magnetic Pulse Protection Doors","23-17 11 37 15 21: High Energy Magnetic Pulse Protection Doors",null,null,20322,"D30 HVAC","D3020 HEAT GENERATING SYSTEMS","D302001 BOILERS","Solid Fuel - Stoker Fired,  1600-1800 MBH","D302001: HVAC, HEAT GENERATING SYSTEMS, BOILERS - Solid Fuel - Stoker Fired,  1600-1800 MBH"]
[null,null,null,null,null,null,null,null,null,null,null,"23-17 11 39","Detention Doors","23-17 11 39: Detention Doors",null,null,20312,"D30 HVAC","D3020 HEAT GENERATING SYSTEMS","D302001 BOILERS","Solid Fuel - Stoker Fired,  1800-1900 MBH","D302001: HVAC, HEAT GENERATING SYSTEMS, BOILERS - Solid Fuel - Stoker Fired,  1800-1900 MBH"]
[null,null,null,null,null,null,null,null,null,null,null,"23-17 11 41","Hanger Doors","23-17 11 41: Hanger Doors",null,null,20327,"D30 HVAC","D3020 HEAT GENERATING SYSTEMS","D302001 BOILERS","Solid Fuel - Stoker Fired,  1900-2200 MBH","D302001: HVAC, HEAT GENERATING SYSTEMS, BOILERS - Solid Fuel - Stoker Fired,  1900-2200 MBH"]
[null,null,null,null,null,null,null,null,null,null,null,"23-17 11 43","Lightproof Doors","23-17 11 43: Lightproof Doors",null,null,20306,"D30 HVAC","D3020 HEAT GENERATING SYSTEMS","D302001 BOILERS","Solid Fuel - Stoker Fired,  2200-2500 MBH","D302001: HVAC, HEAT GENERATING SYSTEMS, BOILERS - Solid Fuel - Stoker Fired,  2200-2500 MBH"]
[null,null,null,null,null,null,null,null,null,null,null,"23-17 11 43 11","Revolving Darkroom Door","23-17 11 43 11: Revolving Darkroom Door",null,null,20314,"D30 HVAC","D3020 HEAT GENERATING SYSTEMS","D302001 BOILERS","Solid Fuel - Stoker Fired,  2500-2800 MBH","D302001: HVAC, HEAT GENERATING SYSTEMS, BOILERS - Solid Fuel - Stoker Fired,  2500-2800 MBH"]
[null,null,null,null,null,null,null,null,null,null,null,"23-17 11 45","Traffic Doors","23-17 11 45: Traffic Doors",null,null,20315,"D30 HVAC","D3020 HEAT GENERATING SYSTEMS","D302001 BOILERS","Solid Fuel - Stoker Fired,  2800-3100 MBH","D302001: HVAC, HEAT GENERATING SYSTEMS, BOILERS - Solid Fuel - Stoker Fired,  2800-3100 MBH"]
[null,null,null,null,null,null,null,null,null,null,null,"23-17 11 45 11","Flexible Traffic Doors","23-17 11 45 11: Flexible Traffic Doors",null,null,20316,"D30 HVAC","D3020 HEAT GENERATING SYSTEMS","D302001 BOILERS","Solid Fuel - Stoker Fired,  3100-3400 MBH","D302001: HVAC, HEAT GENERATING SYSTEMS, BOILERS - Solid Fuel - Stoker Fired,  3100-3400 MBH"]
[null,null,null,null,null,null,null,null,null,null,null,"23-17 11 45 13","Flexible Strip Doors","23-17 11 45 13: Flexible Strip Doors",null,null,20317,"D30 HVAC","D3020 HEAT GENERATING SYSTEMS","D302001 BOILERS","Solid Fuel - Stoker Fired,  3400-3700 MBH","D302001: HVAC, HEAT GENERATING SYSTEMS, BOILERS - Solid Fuel - Stoker Fired,  3400-3700 MBH"]
[null,null,null,null,null,null,null,null,null,null,null,"23-17 11 45 15","Rigid Panel Traffic Doors","23-17 11 45 15: Rigid Panel Traffic Doors",null,null,20318,"D30 HVAC","D3020 HEAT GENERATING SYSTEMS","D302001 BOILERS","Solid Fuel - Stoker Fired,  3700-3900 MBH","D302001: HVAC, HEAT GENERATING SYSTEMS, BOILERS - Solid Fuel - Stoker Fired,  3700-3900 MBH"]
[null,null,null,null,null,null,null,null,null,null,null,"23-17 11 45 17","Rapid Opening Doors","23-17 11 45 17: Rapid Opening Doors",null,null,20319,"D30 HVAC","D3020 HEAT GENERATING SYSTEMS","D302001 BOILERS","Solid Fuel - Stoker Fired,  3900-4100 MBH","D302001: HVAC, HEAT GENERATING SYSTEMS, BOILERS - Solid Fuel - Stoker Fired,  3900-4100 MBH"]
[null,null,null,null,null,null,null,null,null,null,null,"23-17 11 47","Pressure Resistant Doors","23-17 11 47: Pressure Resistant Doors",null,null,20320,"D30 HVAC","D3020 HEAT GENERATING SYSTEMS","D302001 BOILERS","Solid Fuel - Stoker Fired,  4100-4300 MBH","D302001: HVAC, HEAT GENERATING SYSTEMS, BOILERS - Solid Fuel - Stoker Fired,  4100-4300 MBH"]
[null,null,null,null,null,null,null,null,null,null,null,"23-17 11 47 11","Airtight Doors","23-17 11 47 11: Airtight Doors",null,null,20324,"D30 HVAC","D3020 HEAT GENERATING SYSTEMS","D302001 BOILERS","Solid Fuel - Stoker Fired,  4300-4500 MBH","D302001: HVAC, HEAT GENERATING SYSTEMS, BOILERS - Solid Fuel - Stoker Fired,  4300-4500 MBH"]
[null,null,null,null,null,null,null,null,null,null,null,"23-17 11 47 13","Watertight Doors","23-17 11 47 13: Watertight Doors",null,null,20321,"D30 HVAC","D3020 HEAT GENERATING SYSTEMS","D302001 BOILERS","Solid Fuel - Stoker Fired, >4500 MBH","D302001: HVAC, HEAT GENERATING SYSTEMS, BOILERS - Solid Fuel - Stoker Fired, >4500 MBH"]
[null,null,null,null,null,null,null,null,null,null,null,"23-17 11 49","Security Rated Door","23-17 11 49: Security Rated Door",null,null,21514,"D30 HVAC","D3020 HEAT GENERATING SYSTEMS","D302002 FURNACES","General","D302002: HVAC, HEAT GENERATING SYSTEMS, FURNACES - General"]
[null,null,null,null,null,null,null,null,null,null,null,"23-17 11 49 11","Blast Resistant Doors","23-17 11 49 11: Blast Resistant Doors",null,null,42203,"D30 HVAC","D3020 HEAT GENERATING SYSTEMS","D302002 FURNACES","Other","D302002: HVAC, HEAT GENERATING SYSTEMS, FURNACES - Other"]
[null,null,null,null,null,null,null,null,null,null,null,"23-17 11 49 13","Forced Entry Door","23-17 11 49 13: Forced Entry Door",null,null,43203,"D30 HVAC","D3020 HEAT GENERATING SYSTEMS","D302002 FURNACES","Unknown","D302002: HVAC, HEAT GENERATING SYSTEMS, FURNACES - Unknown"]
[null,null,null,null,null,null,null,null,null,null,null,"23-17 11 49 13 11","Multi Forced Entry Lock Door","23-17 11 49 13 11: Multi Forced Entry Lock Door",null,null,20477,"D30 HVAC","D3020 HEAT GENERATING SYSTEMS","D302002 FURNACES","Electric, 10.2 MBH","D302002: HVAC, HEAT GENERATING SYSTEMS, FURNACES - Electric, 10.2 MBH"]
[null,null,null,null,null,null,null,null,null,null,null,"23-17 11 49 13 13","Single Forced Entry Lock Door","23-17 11 49 13 13: Single Forced Entry Lock Door",null,null,20468,"D30 HVAC","D3020 HEAT GENERATING SYSTEMS","D302002 FURNACES","Electric, 17.1 MBH","D302002: HVAC, HEAT GENERATING SYSTEMS, FURNACES - Electric, 17.1 MBH"]
[null,null,null,null,null,null,null,null,null,null,null,"23-17 11 49 15","Forced Entry and Ballistic Resistant Door","23-17 11 49 15: Forced Entry and Ballistic Resistant Door",null,null,20465,"D30 HVAC","D3020 HEAT GENERATING SYSTEMS","D302002 FURNACES","Electric, 27.3 MBH","D302002: HVAC, HEAT GENERATING SYSTEMS, FURNACES - Electric, 27.3 MBH"]
[null,null,null,null,null,null,null,null,null,null,null,"23-17 11 49 17","Ballistic Resistant Door","23-17 11 49 17: Ballistic Resistant Door",null,null,20469,"D30 HVAC","D3020 HEAT GENERATING SYSTEMS","D302002 FURNACES","Electric, 34.1 MBH","D302002: HVAC, HEAT GENERATING SYSTEMS, FURNACES - Electric, 34.1 MBH"]
[null,null,null,null,null,null,null,null,null,null,null,"23-17 13 11","Window Components ","23-17 13 11: Window Components ",null,null,20470,"D30 HVAC","D3020 HEAT GENERATING SYSTEMS","D302002 FURNACES","Electric, 51.6 MBH","D302002: HVAC, HEAT GENERATING SYSTEMS, FURNACES - Electric, 51.6 MBH"]
[null,null,null,null,null,null,null,null,null,null,null,"23-17 13 11 11","Window Sections","23-17 13 11 11: Window Sections",null,null,20471,"D30 HVAC","D3020 HEAT GENERATING SYSTEMS","D302002 FURNACES","Electric, 68.3 MBH","D302002: HVAC, HEAT GENERATING SYSTEMS, FURNACES - Electric, 68.3 MBH"]
[null,null,null,null,null,null,null,null,null,null,null,"23-17 13 11 13","Window Linings and Boards","23-17 13 11 13: Window Linings and Boards",null,null,20472,"D30 HVAC","D3020 HEAT GENERATING SYSTEMS","D302002 FURNACES","Electric, 85.3 MBH","D302002: HVAC, HEAT GENERATING SYSTEMS, FURNACES - Electric, 85.3 MBH"]
[null,null,null,null,null,null,null,null,null,null,null,"23-17 13 11 15","Window Vents","23-17 13 11 15: Window Vents",null,null,20476,"D30 HVAC","D3020 HEAT GENERATING SYSTEMS","D302002 FURNACES","Gas, 100 MBH","D302002: HVAC, HEAT GENERATING SYSTEMS, FURNACES - Gas, 100 MBH"]
[null,null,null,null,null,null,null,null,null,null,null,"23-17 13 11 17","Window Frames","23-17 13 11 17: Window Frames",null,null,20467,"D30 HVAC","D3020 HEAT GENERATING SYSTEMS","D302002 FURNACES","Gas, 125 MBH","D302002: HVAC, HEAT GENERATING SYSTEMS, FURNACES - Gas, 125 MBH"]
[null,null,null,null,null,null,null,null,null,null,null,"23-17 13 11 19","Transoms","23-17 13 11 19: Transoms",null,null,20453,"D30 HVAC","D3020 HEAT GENERATING SYSTEMS","D302002 FURNACES","Gas, 150 MBH","D302002: HVAC, HEAT GENERATING SYSTEMS, FURNACES - Gas, 150 MBH"]
[null,null,null,null,null,null,null,null,null,null,null,"23-17 13 11 21","Sidelites","23-17 13 11 21: Sidelites",null,null,20464,"D30 HVAC","D3020 HEAT GENERATING SYSTEMS","D302002 FURNACES","Gas, 200 MBH","D302002: HVAC, HEAT GENERATING SYSTEMS, FURNACES - Gas, 200 MBH"]
[null,null,null,null,null,null,null,null,null,null,null,"23-17 13 11 23","Retractable Screens","23-17 13 11 23: Retractable Screens",null,null,20463,"D30 HVAC","D3020 HEAT GENERATING SYSTEMS","D302002 FURNACES","Gas, 300 MBH","D302002: HVAC, HEAT GENERATING SYSTEMS, FURNACES - Gas, 300 MBH"]
[null,null,null,null,null,null,null,null,null,null,null,"23-17 13 13","Metal Windows","23-17 13 13: Metal Windows",null,null,20462,"D30 HVAC","D3020 HEAT GENERATING SYSTEMS","D302002 FURNACES","Gas, 400 MBH","D302002: HVAC, HEAT GENERATING SYSTEMS, FURNACES - Gas, 400 MBH"]
[null,null,null,null,null,null,null,null,null,null,null,"23-17 13 13 11","Metal Fixed Windows","23-17 13 13 11: Metal Fixed Windows",null,null,20473,"D30 HVAC","D3020 HEAT GENERATING SYSTEMS","D302002 FURNACES","Gas, 45 MBH","D302002: HVAC, HEAT GENERATING SYSTEMS, FURNACES - Gas, 45 MBH"]
[null,null,null,null,null,null,null,null,null,null,null,"23-17 13 13 13","Metal Horizontal Sliding Windows","23-17 13 13 13: Metal Horizontal Sliding Windows",null,null,20474,"D30 HVAC","D3020 HEAT GENERATING SYSTEMS","D302002 FURNACES","Gas, 60 MBH","D302002: HVAC, HEAT GENERATING SYSTEMS, FURNACES - Gas, 60 MBH"]
[null,null,null,null,null,null,null,null,null,null,null,"23-17 13 13 15","Metal Single Hung Windows","23-17 13 13 15: Metal Single Hung Windows",null,null,20475,"D30 HVAC","D3020 HEAT GENERATING SYSTEMS","D302002 FURNACES","Gas, 75 MBH","D302002: HVAC, HEAT GENERATING SYSTEMS, FURNACES - Gas, 75 MBH"]
[null,null,null,null,null,null,null,null,null,null,null,"23-17 13 13 17","Metal Double Hung Windows","23-17 13 13 17: Metal Double Hung Windows",null,null,20458,"D30 HVAC","D3020 HEAT GENERATING SYSTEMS","D302002 FURNACES","Oil, 134 MBH","D302002: HVAC, HEAT GENERATING SYSTEMS, FURNACES - Oil, 134 MBH"]
[null,null,null,null,null,null,null,null,null,null,null,"23-17 13 13 19","Metal Triple Hung Windows","23-17 13 13 19: Metal Triple Hung Windows",null,null,20457,"D30 HVAC","D3020 HEAT GENERATING SYSTEMS","D302002 FURNACES","Oil, 151 MBH","D302002: HVAC, HEAT GENERATING SYSTEMS, FURNACES - Oil, 151 MBH"]
[null,null,null,null,null,null,null,null,null,null,null,"23-17 13 13 21","Metal Awning Windows","23-17 13 13 21: Metal Awning Windows",null,null,20454,"D30 HVAC","D3020 HEAT GENERATING SYSTEMS","D302002 FURNACES","Oil, 200 MBH","D302002: HVAC, HEAT GENERATING SYSTEMS, FURNACES - Oil, 200 MBH"]
[null,null,null,null,null,null,null,null,null,null,null,"23-17 13 13 23","Metal Casement Windows","23-17 13 13 23: Metal Casement Windows",null,null,20455,"D30 HVAC","D3020 HEAT GENERATING SYSTEMS","D302002 FURNACES","Oil, 300 MBH","D302002: HVAC, HEAT GENERATING SYSTEMS, FURNACES - Oil, 300 MBH"]
[null,null,null,null,null,null,null,null,null,null,null,"23-17 13 13 25","Metal Hopper Windows","23-17 13 13 25: Metal Hopper Windows",null,null,20466,"D30 HVAC","D3020 HEAT GENERATING SYSTEMS","D302002 FURNACES","Oil, 400 MBH","D302002: HVAC, HEAT GENERATING SYSTEMS, FURNACES - Oil, 400 MBH"]
[null,null,null,null,null,null,null,null,null,null,null,"23-17 13 13 27","Metal Vertical Pivoted Windows","23-17 13 13 27: Metal Vertical Pivoted Windows",null,null,20461,"D30 HVAC","D3020 HEAT GENERATING SYSTEMS","D302002 FURNACES","Oil, 56 MBH","D302002: HVAC, HEAT GENERATING SYSTEMS, FURNACES - Oil, 56 MBH"]
[null,null,null,null,null,null,null,null,null,null,null,"23-17 13 13 29","Metal Jalousie Windows","23-17 13 13 29: Metal Jalousie Windows",null,null,20460,"D30 HVAC","D3020 HEAT GENERATING SYSTEMS","D302002 FURNACES","Oil, 84 MBH","D302002: HVAC, HEAT GENERATING SYSTEMS, FURNACES - Oil, 84 MBH"]
[null,null,null,null,null,null,null,null,null,null,null,"23-17 13 15","Wood Windows","23-17 13 15: Wood Windows",null,null,20459,"D30 HVAC","D3020 HEAT GENERATING SYSTEMS","D302002 FURNACES","Oil, 95 MBH","D302002: HVAC, HEAT GENERATING SYSTEMS, FURNACES - Oil, 95 MBH"]
[null,null,null,null,null,null,null,null,null,null,null,"23-17 13 15 11","Wood Fixed Windows","23-17 13 15 11: Wood Fixed Windows",null,null,20456,"D30 HVAC","D3020 HEAT GENERATING SYSTEMS","D302002 FURNACES","Solid Fuel","D302002: HVAC, HEAT GENERATING SYSTEMS, FURNACES - Solid Fuel"]
[null,null,null,null,null,null,null,null,null,null,null,"23-17 13 15 13","Wood Horizontal Sliding Windows","23-17 13 15 13: Wood Horizontal Sliding Windows",null,null,41204,"D30 HVAC","D3020 HEAT GENERATING SYSTEMS","D302003 FUEL-FIRED UNIT HEATERS","General","D302003: HVAC, HEAT GENERATING SYSTEMS, FUEL-FIRED UNIT HEATERS - General"]
[null,null,null,null,null,null,null,null,null,null,null,"23-17 13 15 15","Wood Single Hung Windows","23-17 13 15 15: Wood Single Hung Windows",null,null,42204,"D30 HVAC","D3020 HEAT GENERATING SYSTEMS","D302003 FUEL-FIRED UNIT HEATERS","Other","D302003: HVAC, HEAT GENERATING SYSTEMS, FUEL-FIRED UNIT HEATERS - Other"]
[null,null,null,null,null,null,null,null,null,null,null,"23-17 13 15 17","Wood Double Hung Windows","23-17 13 15 17: Wood Double Hung Windows",null,null,43204,"D30 HVAC","D3020 HEAT GENERATING SYSTEMS","D302003 FUEL-FIRED UNIT HEATERS","Unknown","D302003: HVAC, HEAT GENERATING SYSTEMS, FUEL-FIRED UNIT HEATERS - Unknown"]
[null,null,null,null,null,null,null,null,null,null,null,"23-17 13 15 19","Wood Triple Hung Windows","23-17 13 15 19: Wood Triple Hung Windows",null,null,21558,"D30 HVAC","D3020 HEAT GENERATING SYSTEMS","D302003 FUEL-FIRED UNIT HEATERS","Gas","D302003: HVAC, HEAT GENERATING SYSTEMS, FUEL-FIRED UNIT HEATERS - Gas"]
[null,null,null,null,null,null,null,null,null,null,null,"23-17 13 15 21","Wood Awning Windows","23-17 13 15 21: Wood Awning Windows",null,null,20861,"D30 HVAC","D3020 HEAT GENERATING SYSTEMS","D302003 FUEL-FIRED UNIT HEATERS","Gas - 100 MBH","D302003: HVAC, HEAT GENERATING SYSTEMS, FUEL-FIRED UNIT HEATERS - Gas - 100 MBH"]
[null,null,null,null,null,null,null,null,null,null,null,"23-17 13 15 23","Wood Casement Windows","23-17 13 15 23: Wood Casement Windows",null,null,20857,"D30 HVAC","D3020 HEAT GENERATING SYSTEMS","D302003 FUEL-FIRED UNIT HEATERS","Gas - 160 MBH","D302003: HVAC, HEAT GENERATING SYSTEMS, FUEL-FIRED UNIT HEATERS - Gas - 160 MBH"]
[null,null,null,null,null,null,null,null,null,null,null,"23-17 13 15 25","Wood Hopper Windows","23-17 13 15 25: Wood Hopper Windows",null,null,20858,"D30 HVAC","D3020 HEAT GENERATING SYSTEMS","D302003 FUEL-FIRED UNIT HEATERS","Gas - 20 MBH","D302003: HVAC, HEAT GENERATING SYSTEMS, FUEL-FIRED UNIT HEATERS - Gas - 20 MBH"]
[null,null,null,null,null,null,null,null,null,null,null,"23-17 13 15 27","Wood Vertical Pivoted Windows","23-17 13 15 27: Wood Vertical Pivoted Windows",null,null,20855,"D30 HVAC","D3020 HEAT GENERATING SYSTEMS","D302003 FUEL-FIRED UNIT HEATERS","Gas - 200 MBH","D302003: HVAC, HEAT GENERATING SYSTEMS, FUEL-FIRED UNIT HEATERS - Gas - 200 MBH"]
[null,null,null,null,null,null,null,null,null,null,null,"23-17 13 15 29","Wood Jalousie Windows","23-17 13 15 29: Wood Jalousie Windows",null,null,20856,"D30 HVAC","D3020 HEAT GENERATING SYSTEMS","D302003 FUEL-FIRED UNIT HEATERS","Gas - 280 MBH","D302003: HVAC, HEAT GENERATING SYSTEMS, FUEL-FIRED UNIT HEATERS - Gas - 280 MBH"]
[null,null,null,null,null,null,null,null,null,null,null,"23-17 13 17","Plastic Windows","23-17 13 17: Plastic Windows",null,null,20860,"D30 HVAC","D3020 HEAT GENERATING SYSTEMS","D302003 FUEL-FIRED UNIT HEATERS","Gas - 320 MBH","D302003: HVAC, HEAT GENERATING SYSTEMS, FUEL-FIRED UNIT HEATERS - Gas - 320 MBH"]
[null,null,null,null,null,null,null,null,null,null,null,"23-17 13 17 11","Plastic Fixed Windows","23-17 13 17 11: Plastic Fixed Windows",null,null,20859,"D30 HVAC","D3020 HEAT GENERATING SYSTEMS","D302003 FUEL-FIRED UNIT HEATERS","Gas - 60 MBH","D302003: HVAC, HEAT GENERATING SYSTEMS, FUEL-FIRED UNIT HEATERS - Gas - 60 MBH"]
[null,null,null,null,null,null,null,null,null,null,null,"23-17 13 17 13","Plastic Horizontal Sliding Windows","23-17 13 17 13: Plastic Horizontal Sliding Windows",null,null,41205,"D30 HVAC","D3020 HEAT GENERATING SYSTEMS","D302004 AUXILIARY EQUIPMENT","General","D302004: HVAC, HEAT GENERATING SYSTEMS, AUXILIARY EQUIPMENT - General"]
[null,null,null,null,null,null,null,null,null,null,null,"23-17 13 17 15","Plastic Single Hung Windows","23-17 13 17 15: Plastic Single Hung Windows",null,null,42205,"D30 HVAC","D3020 HEAT GENERATING SYSTEMS","D302004 AUXILIARY EQUIPMENT","Other","D302004: HVAC, HEAT GENERATING SYSTEMS, AUXILIARY EQUIPMENT - Other"]
[null,null,null,null,null,null,null,null,null,null,null,"23-17 13 17 17","Plastic Double Hung Windows","23-17 13 17 17: Plastic Double Hung Windows",null,null,43205,"D30 HVAC","D3020 HEAT GENERATING SYSTEMS","D302004 AUXILIARY EQUIPMENT","Unknown","D302004: HVAC, HEAT GENERATING SYSTEMS, AUXILIARY EQUIPMENT - Unknown"]
[null,null,null,null,null,null,null,null,null,null,null,"23-17 13 17 19","Plastic Triple Hung Windows","23-17 13 17 19: Plastic Triple Hung Windows",null,null,21506,"D30 HVAC","D3020 HEAT GENERATING SYSTEMS","D302004 AUXILIARY EQUIPMENT","Boiler Feedwater Tank","D302004: HVAC, HEAT GENERATING SYSTEMS, AUXILIARY EQUIPMENT - Boiler Feedwater Tank"]
[null,null,null,null,null,null,null,null,null,null,null,"23-17 13 17 21","Plastic Awning Windows","23-17 13 17 21: Plastic Awning Windows",null,null,20375,"D30 HVAC","D3020 HEAT GENERATING SYSTEMS","D302004 AUXILIARY EQUIPMENT","Boiler Feedwater Tank - Shot chemical feeder, by pass, floor mount, 10 gal","D302004: HVAC, HEAT GENERATING SYSTEMS, AUXILIARY EQUIPMENT - Boiler Feedwater Tank - Shot chemical feeder, by pass, floor mount, 10 gal"]
[null,null,null,null,null,null,null,null,null,null,null,"23-17 13 17 23","Plastic Casement Windows","23-17 13 17 23: Plastic Casement Windows",null,null,20373,"D30 HVAC","D3020 HEAT GENERATING SYSTEMS","D302004 AUXILIARY EQUIPMENT","Boiler Feedwater Tank - Shot chemical feeder, by pass, floor mount, 5 gal","D302004: HVAC, HEAT GENERATING SYSTEMS, AUXILIARY EQUIPMENT - Boiler Feedwater Tank - Shot chemical feeder, by pass, floor mount, 5 gal"]
[null,null,null,null,null,null,null,null,null,null,null,"23-17 13 17 25","Plastic Hopper Windows","23-17 13 17 25: Plastic Hopper Windows",null,null,20374,"D30 HVAC","D3020 HEAT GENERATING SYSTEMS","D302004 AUXILIARY EQUIPMENT","Boiler Feedwater Tank - Shot chemical feeder, by pass, in-line mount, 1.7 gal","D302004: HVAC, HEAT GENERATING SYSTEMS, AUXILIARY EQUIPMENT - Boiler Feedwater Tank - Shot chemical feeder, by pass, in-line mount, 1.7 gal"]
[null,null,null,null,null,null,null,null,null,null,null,"23-17 13 17 27","Plastic Vertical Pivoted Windows","23-17 13 17 27: Plastic Vertical Pivoted Windows",null,null,21572,"D30 HVAC","D3020 HEAT GENERATING SYSTEMS","D302004 AUXILIARY EQUIPMENT","Chemical Feedwater","D302004: HVAC, HEAT GENERATING SYSTEMS, AUXILIARY EQUIPMENT - Chemical Feedwater"]
[null,null,null,null,null,null,null,null,null,null,null,"23-17 13 17 29","Plastic Jalousie Windows","23-17 13 17 29: Plastic Jalousie Windows",null,null,20975,"D30 HVAC","D3020 HEAT GENERATING SYSTEMS","D302004 AUXILIARY EQUIPMENT","Chemical Feedwater - 125 PSIG, 1.7 gallon","D302004: HVAC, HEAT GENERATING SYSTEMS, AUXILIARY EQUIPMENT - Chemical Feedwater - 125 PSIG, 1.7 gallon"]
[null,null,null,null,null,null,null,null,null,null,null,"23-17 13 17 31","Plastic Jalousie Awning Windows","23-17 13 17 31: Plastic Jalousie Awning Windows",null,null,20972,"D30 HVAC","D3020 HEAT GENERATING SYSTEMS","D302004 AUXILIARY EQUIPMENT","Chemical Feedwater - 150 lb., 10 gallon, ASME","D302004: HVAC, HEAT GENERATING SYSTEMS, AUXILIARY EQUIPMENT - Chemical Feedwater - 150 lb., 10 gallon, ASME"]
[null,null,null,null,null,null,null,null,null,null,null,"23-17 13 19","Composite Windows","23-17 13 19: Composite Windows",null,null,20973,"D30 HVAC","D3020 HEAT GENERATING SYSTEMS","D302004 AUXILIARY EQUIPMENT","Chemical Feedwater - 150 lb., 5 gallon, ASME","D302004: HVAC, HEAT GENERATING SYSTEMS, AUXILIARY EQUIPMENT - Chemical Feedwater - 150 lb., 5 gallon, ASME"]
[null,null,null,null,null,null,null,null,null,null,null,"23-17 13 19 11","Composite Fixed Windows","23-17 13 19 11: Composite Fixed Windows",null,null,20974,"D30 HVAC","D3020 HEAT GENERATING SYSTEMS","D302004 AUXILIARY EQUIPMENT","Chemical Feedwater - 175 PSIG, 12 gallon","D302004: HVAC, HEAT GENERATING SYSTEMS, AUXILIARY EQUIPMENT - Chemical Feedwater - 175 PSIG, 12 gallon"]
[null,null,null,null,null,null,null,null,null,null,null,"23-17 13 19 13","Composite Horizontal Sliding Windows","23-17 13 19 13: Composite Horizontal Sliding Windows",null,null,20976,"D30 HVAC","D3020 HEAT GENERATING SYSTEMS","D302004 AUXILIARY EQUIPMENT","Chemical Feedwater - 175 PSIG, 5 gallon","D302004: HVAC, HEAT GENERATING SYSTEMS, AUXILIARY EQUIPMENT - Chemical Feedwater - 175 PSIG, 5 gallon"]
[null,null,null,null,null,null,null,null,null,null,null,"23-17 13 19 15","Composite Single Hung Windows","23-17 13 19 15: Composite Single Hung Windows",null,null,20970,"D30 HVAC","D3020 HEAT GENERATING SYSTEMS","D302004 AUXILIARY EQUIPMENT","Chemical Feedwater - 300 lb., 10 gallon, ASME","D302004: HVAC, HEAT GENERATING SYSTEMS, AUXILIARY EQUIPMENT - Chemical Feedwater - 300 lb., 10 gallon, ASME"]
[null,null,null,null,null,null,null,null,null,null,null,"23-17 13 19 17","Composite Double Hung Windows","23-17 13 19 17: Composite Double Hung Windows",null,null,20971,"D30 HVAC","D3020 HEAT GENERATING SYSTEMS","D302004 AUXILIARY EQUIPMENT","Chemical Feedwater - 300 lb., 5 gallon, ASME","D302004: HVAC, HEAT GENERATING SYSTEMS, AUXILIARY EQUIPMENT - Chemical Feedwater - 300 lb., 5 gallon, ASME"]
[null,null,null,null,null,null,null,null,null,null,null,"23-17 13 19 19","Composite Triple Hung Windows","23-17 13 19 19: Composite Triple Hung Windows",null,null,21504,"D30 HVAC","D3020 HEAT GENERATING SYSTEMS","D302004 AUXILIARY EQUIPMENT","Expansion Tank","D302004: HVAC, HEAT GENERATING SYSTEMS, AUXILIARY EQUIPMENT - Expansion Tank"]
[null,null,null,null,null,null,null,null,null,null,null,"23-17 13 19 21","Composite Awning Windows","23-17 13 19 21: Composite Awning Windows",null,null,44159,"D30 HVAC","D3020 HEAT GENERATING SYSTEMS","D302004 AUXILIARY EQUIPMENT","Expansion Tank - 1,200 gal","D302004: HVAC, HEAT GENERATING SYSTEMS, AUXILIARY EQUIPMENT - Expansion Tank - 1,200 gal"]
[null,null,null,null,null,null,null,null,null,null,null,"23-17 13 19 23","Composite Casement Windows","23-17 13 19 23: Composite Casement Windows",null,null,20353,"D30 HVAC","D3020 HEAT GENERATING SYSTEMS","D302004 AUXILIARY EQUIPMENT","Expansion Tank - 100 gal","D302004: HVAC, HEAT GENERATING SYSTEMS, AUXILIARY EQUIPMENT - Expansion Tank - 100 gal"]
[null,null,null,null,null,null,null,null,null,null,null,"23-17 13 19 25","Composite Hopper Windows","23-17 13 19 25: Composite Hopper Windows",null,null,20352,"D30 HVAC","D3020 HEAT GENERATING SYSTEMS","D302004 AUXILIARY EQUIPMENT","Expansion Tank - 120 gal","D302004: HVAC, HEAT GENERATING SYSTEMS, AUXILIARY EQUIPMENT - Expansion Tank - 120 gal"]
[null,null,null,null,null,null,null,null,null,null,null,"23-17 13 19 27","Composite Vertical Pivoted Windows","23-17 13 19 27: Composite Vertical Pivoted Windows",null,null,20346,"D30 HVAC","D3020 HEAT GENERATING SYSTEMS","D302004 AUXILIARY EQUIPMENT","Expansion Tank - 135 gal","D302004: HVAC, HEAT GENERATING SYSTEMS, AUXILIARY EQUIPMENT - Expansion Tank - 135 gal"]
[null,null,null,null,null,null,null,null,null,null,null,"23-17 13 19 29","Composite Jalousie Windows","23-17 13 19 29: Composite Jalousie Windows",null,null,20345,"D30 HVAC","D3020 HEAT GENERATING SYSTEMS","D302004 AUXILIARY EQUIPMENT","Expansion Tank - 15 gal","D302004: HVAC, HEAT GENERATING SYSTEMS, AUXILIARY EQUIPMENT - Expansion Tank - 15 gal"]
[null,null,null,null,null,null,null,null,null,null,null,"23-17 13 19 31","Composite Jalousie Awning Windows","23-17 13 19 31: Composite Jalousie Awning Windows",null,null,20351,"D30 HVAC","D3020 HEAT GENERATING SYSTEMS","D302004 AUXILIARY EQUIPMENT","Expansion Tank - 175 gal","D302004: HVAC, HEAT GENERATING SYSTEMS, AUXILIARY EQUIPMENT - Expansion Tank - 175 gal"]
[null,null,null,null,null,null,null,null,null,null,null,"23-17 13 21","Projecting Windows","23-17 13 21: Projecting Windows",null,null,44158,"D30 HVAC","D3020 HEAT GENERATING SYSTEMS","D302004 AUXILIARY EQUIPMENT","Expansion Tank - 2,500 gal","D302004: HVAC, HEAT GENERATING SYSTEMS, AUXILIARY EQUIPMENT - Expansion Tank - 2,500 gal"]
[null,null,null,null,null,null,null,null,null,null,null,"23-17 13 21 11","Bay Windows","23-17 13 21 11: Bay Windows",null,null,20350,"D30 HVAC","D3020 HEAT GENERATING SYSTEMS","D302004 AUXILIARY EQUIPMENT","Expansion Tank - 220 gal","D302004: HVAC, HEAT GENERATING SYSTEMS, AUXILIARY EQUIPMENT - Expansion Tank - 220 gal"]
[null,null,null,null,null,null,null,null,null,null,null,"23-17 13 21 11 11","Angles Bay Windows","23-17 13 21 11 11: Angles Bay Windows",null,null,20357,"D30 HVAC","D3020 HEAT GENERATING SYSTEMS","D302004 AUXILIARY EQUIPMENT","Expansion Tank - 24 gal","D302004: HVAC, HEAT GENERATING SYSTEMS, AUXILIARY EQUIPMENT - Expansion Tank - 24 gal"]
[null,null,null,null,null,null,null,null,null,null,null,"23-17 13 21 11 13","Box Bay Windows","23-17 13 21 11 13: Box Bay Windows",null,null,20349,"D30 HVAC","D3020 HEAT GENERATING SYSTEMS","D302004 AUXILIARY EQUIPMENT","Expansion Tank - 240 gal","D302004: HVAC, HEAT GENERATING SYSTEMS, AUXILIARY EQUIPMENT - Expansion Tank - 240 gal"]
[null,null,null,null,null,null,null,null,null,null,null,"23-17 13 21 13","Bow Windows","23-17 13 21 13: Bow Windows",null,null,20358,"D30 HVAC","D3020 HEAT GENERATING SYSTEMS","D302004 AUXILIARY EQUIPMENT","Expansion Tank - 30 gal","D302004: HVAC, HEAT GENERATING SYSTEMS, AUXILIARY EQUIPMENT - Expansion Tank - 30 gal"]
[null,null,null,null,null,null,null,null,null,null,null,"23-17 13 23","Roof Windows","23-17 13 23: Roof Windows",null,null,20348,"D30 HVAC","D3020 HEAT GENERATING SYSTEMS","D302004 AUXILIARY EQUIPMENT","Expansion Tank - 305 gal","D302004: HVAC, HEAT GENERATING SYSTEMS, AUXILIARY EQUIPMENT - Expansion Tank - 305 gal"]
[null,null,null,null,null,null,null,null,null,null,null,"23-17 13 25","Masonry Windows","23-17 13 25: Masonry Windows",null,null,20356,"D30 HVAC","D3020 HEAT GENERATING SYSTEMS","D302004 AUXILIARY EQUIPMENT","Expansion Tank - 40 gal","D302004: HVAC, HEAT GENERATING SYSTEMS, AUXILIARY EQUIPMENT - Expansion Tank - 40 gal"]
[null,null,null,null,null,null,null,null,null,null,null,"23-17 13 25 11","Glass Masonry Unit Windows","23-17 13 25 11: Glass Masonry Unit Windows",null,null,20347,"D30 HVAC","D3020 HEAT GENERATING SYSTEMS","D302004 AUXILIARY EQUIPMENT","Expansion Tank - 400 gal","D302004: HVAC, HEAT GENERATING SYSTEMS, AUXILIARY EQUIPMENT - Expansion Tank - 400 gal"]
[null,null,null,null,null,null,null,null,null,null,null,"23-17 13 27","Special Purpose Windows","23-17 13 27: Special Purpose Windows",null,null,44160,"D30 HVAC","D3020 HEAT GENERATING SYSTEMS","D302004 AUXILIARY EQUIPMENT","Expansion Tank - 528 gal","D302004: HVAC, HEAT GENERATING SYSTEMS, AUXILIARY EQUIPMENT - Expansion Tank - 528 gal"]
[null,null,null,null,null,null,null,null,null,null,null,"23-17 13 27 11","Fire Rated Windows","23-17 13 27 11: Fire Rated Windows",null,null,20355,"D30 HVAC","D3020 HEAT GENERATING SYSTEMS","D302004 AUXILIARY EQUIPMENT","Expansion Tank - 60 gal","D302004: HVAC, HEAT GENERATING SYSTEMS, AUXILIARY EQUIPMENT - Expansion Tank - 60 gal"]
[null,null,null,null,null,null,null,null,null,null,null,"23-17 13 27 13","Detention Windows","23-17 13 27 13: Detention Windows",null,null,20354,"D30 HVAC","D3020 HEAT GENERATING SYSTEMS","D302004 AUXILIARY EQUIPMENT","Expansion Tank - 80 gal","D302004: HVAC, HEAT GENERATING SYSTEMS, AUXILIARY EQUIPMENT - Expansion Tank - 80 gal"]
[null,null,null,null,null,null,null,null,null,null,null,"23-17 13 27 15","Pass Windows","23-17 13 27 15: Pass Windows",null,null,41206,"D30 HVAC","D3020 HEAT GENERATING SYSTEMS","D302005 EQUIPMENT THERMAL INSULATION","General","D302005: HVAC, HEAT GENERATING SYSTEMS, EQUIPMENT THERMAL INSULATION - General"]
[null,null,null,null,null,null,null,null,null,null,null,"23-17 13 27 17","Controlled Environment Windows","23-17 13 27 17: Controlled Environment Windows",null,null,42206,"D30 HVAC","D3020 HEAT GENERATING SYSTEMS","D302005 EQUIPMENT THERMAL INSULATION","Other","D302005: HVAC, HEAT GENERATING SYSTEMS, EQUIPMENT THERMAL INSULATION - Other"]
[null,null,null,null,null,null,null,null,null,null,null,"23-17 13 27 17 11","Sound Control Windows","23-17 13 27 17 11: Sound Control Windows",null,null,43206,"D30 HVAC","D3020 HEAT GENERATING SYSTEMS","D302005 EQUIPMENT THERMAL INSULATION","Unknown","D302005: HVAC, HEAT GENERATING SYSTEMS, EQUIPMENT THERMAL INSULATION - Unknown"]
[null,null,null,null,null,null,null,null,null,null,null,"23-17 13 27 17 13","Radiation Protection Windows","23-17 13 27 17 13: Radiation Protection Windows",null,null,41207,"D30 HVAC","D3020 HEAT GENERATING SYSTEMS","D302090 OTHER HEAT GENERATING SYSTEMS","General","D302090: HVAC, HEAT GENERATING SYSTEMS, OTHER HEAT GENERATING SYSTEMS - General"]
[null,null,null,null,null,null,null,null,null,null,null,"23-17 13 27 17 13 11","Electromagnetic Shielding Windows","23-17 13 27 17 13 11: Electromagnetic Shielding Windows",null,null,21503,"D30 HVAC","D3020 HEAT GENERATING SYSTEMS","D302090 OTHER HEAT GENERATING SYSTEMS","Other","D302090: HVAC, HEAT GENERATING SYSTEMS, OTHER HEAT GENERATING SYSTEMS - Other"]
[null,null,null,null,null,null,null,null,null,null,null,"23-17 13 27 17 13 13","BO Shielding Windows","23-17 13 27 17 13 13: BO Shielding Windows",null,null,43207,"D30 HVAC","D3020 HEAT GENERATING SYSTEMS","D302090 OTHER HEAT GENERATING SYSTEMS","Unknown","D302090: HVAC, HEAT GENERATING SYSTEMS, OTHER HEAT GENERATING SYSTEMS - Unknown"]
[null,null,null,null,null,null,null,null,null,null,null,"23-17 13 27 17 13 15","Radio Frequency Protection Windows","23-17 13 27 17 13 15: Radio Frequency Protection Windows",null,null,44161,"D30 HVAC","D3020 HEAT GENERATING SYSTEMS","D302090 OTHER HEAT GENERATING SYSTEMS","Steel Pipe Steam Distribution Service Lateral","D302090: HVAC, HEAT GENERATING SYSTEMS, OTHER HEAT GENERATING SYSTEMS - Steel Pipe Steam Distribution Service Lateral"]
[null,null,null,null,null,null,null,null,null,null,null,"23-17 13 27 17 13 17","X Ray Protection Windows","23-17 13 27 17 13 17: X Ray Protection Windows",null,null,41208,"D30 HVAC","D3030 COOLING GENERATING SYSTEMS","D303001 CHILLED WATER SYSTEMS","General","D303001: HVAC, COOLING GENERATING SYSTEMS, CHILLED WATER SYSTEMS - General"]
[null,null,null,null,null,null,null,null,null,null,null,"23-17 13 27 17 13 19","Nuclear Radiation Protection Windows","23-17 13 27 17 13 19: Nuclear Radiation Protection Windows",null,null,42208,"D30 HVAC","D3030 COOLING GENERATING SYSTEMS","D303001 CHILLED WATER SYSTEMS","Other","D303001: HVAC, COOLING GENERATING SYSTEMS, CHILLED WATER SYSTEMS - Other"]
[null,null,null,null,null,null,null,null,null,null,null,"23-17 13 27 17 13 21","High Energy Magnetic Pulse Protection Windows","23-17 13 27 17 13 21: High Energy Magnetic Pulse Protection Windows",null,null,43208,"D30 HVAC","D3030 COOLING GENERATING SYSTEMS","D303001 CHILLED WATER SYSTEMS","Unknown","D303001: HVAC, COOLING GENERATING SYSTEMS, CHILLED WATER SYSTEMS - Unknown"]
[null,null,null,null,null,null,null,null,null,null,null,"23-17 13 29","Security Windows","23-17 13 29: Security Windows",null,null,21523,"D30 HVAC","D3030 COOLING GENERATING SYSTEMS","D303001 CHILLED WATER SYSTEMS","Chiller, Absorption, Gas, Water Cooled","D303001: HVAC, COOLING GENERATING SYSTEMS, CHILLED WATER SYSTEMS - Chiller, Absorption, Gas, Water Cooled"]
[null,null,null,null,null,null,null,null,null,null,null,"23-17 13 29 11","Ballistic Resistant Windows","23-17 13 29 11: Ballistic Resistant Windows",null,null,20582,"D30 HVAC","D3030 COOLING GENERATING SYSTEMS","D303001 CHILLED WATER SYSTEMS","Chiller, Absorption, Gas, Water Cooled -  800 TN","D303001: HVAC, COOLING GENERATING SYSTEMS, CHILLED WATER SYSTEMS - Chiller, Absorption, Gas, Water Cooled -  800 TN"]
[null,null,null,null,null,null,null,null,null,null,null,"23-17 13 29 11 11","Teller Forced Entry and Ballistic Resistant Windows","23-17 13 29 11 11: Teller Forced Entry and Ballistic Resistant Windows",null,null,40075,"D30 HVAC","D3030 COOLING GENERATING SYSTEMS","D303001 CHILLED WATER SYSTEMS","Chiller, Absorption, Gas, Water Cooled - 10 TN","D303001: HVAC, COOLING GENERATING SYSTEMS, CHILLED WATER SYSTEMS - Chiller, Absorption, Gas, Water Cooled - 10 TN"]
[null,null,null,null,null,null,null,null,null,null,null,"23-17 13 29 13","Blast Resistant Windows","23-17 13 29 13: Blast Resistant Windows",null,null,40076,"D30 HVAC","D3030 COOLING GENERATING SYSTEMS","D303001 CHILLED WATER SYSTEMS","Chiller, Absorption, Gas, Water Cooled - 100 TN","D303001: HVAC, COOLING GENERATING SYSTEMS, CHILLED WATER SYSTEMS - Chiller, Absorption, Gas, Water Cooled - 100 TN"]
[null,null,null,null,null,null,null,null,null,null,null,"23-17 13 29 13 11","Blast Resistant Structural Muntin Windows","23-17 13 29 13 11: Blast Resistant Structural Muntin Windows",null,null,20583,"D30 HVAC","D3030 COOLING GENERATING SYSTEMS","D303001 CHILLED WATER SYSTEMS","Chiller, Absorption, Gas, Water Cooled - 1000 TN","D303001: HVAC, COOLING GENERATING SYSTEMS, CHILLED WATER SYSTEMS - Chiller, Absorption, Gas, Water Cooled - 1000 TN"]
[null,null,null,null,null,null,null,null,null,null,null,"23-17 13 29 13 13","Blast Resistant Window Frames","23-17 13 29 13 13: Blast Resistant Window Frames",null,null,40077,"D30 HVAC","D3030 COOLING GENERATING SYSTEMS","D303001 CHILLED WATER SYSTEMS","Chiller, Absorption, Gas, Water Cooled - 200 TN","D303001: HVAC, COOLING GENERATING SYSTEMS, CHILLED WATER SYSTEMS - Chiller, Absorption, Gas, Water Cooled - 200 TN"]
[null,null,null,null,null,null,null,null,null,null,null,"23-17 13 29 15","Impact Resistant Windows","23-17 13 29 15: Impact Resistant Windows",null,null,40078,"D30 HVAC","D3030 COOLING GENERATING SYSTEMS","D303001 CHILLED WATER SYSTEMS","Chiller, Absorption, Gas, Water Cooled - 400 TN","D303001: HVAC, COOLING GENERATING SYSTEMS, CHILLED WATER SYSTEMS - Chiller, Absorption, Gas, Water Cooled - 400 TN"]
[null,null,null,null,null,null,null,null,null,null,null,"23-17 13 29 17","Forced Entry Resistant Windows","23-17 13 29 17: Forced Entry Resistant Windows",null,null,40074,"D30 HVAC","D3030 COOLING GENERATING SYSTEMS","D303001 CHILLED WATER SYSTEMS","Chiller, Absorption, Gas, Water Cooled - 5 TN","D303001: HVAC, COOLING GENERATING SYSTEMS, CHILLED WATER SYSTEMS - Chiller, Absorption, Gas, Water Cooled - 5 TN"]
[null,null,null,null,null,null,null,null,null,null,null,"23-17 13 29 19","Radio Frequency Shielding Windows","23-17 13 29 19: Radio Frequency Shielding Windows",null,null,40079,"D30 HVAC","D3030 COOLING GENERATING SYSTEMS","D303001 CHILLED WATER SYSTEMS","Chiller, Absorption, Gas, Water Cooled - 600 TN","D303001: HVAC, COOLING GENERATING SYSTEMS, CHILLED WATER SYSTEMS - Chiller, Absorption, Gas, Water Cooled - 600 TN"]
[null,null,null,null,null,null,null,null,null,null,null,"23-17 13 29 21","Security Window Films","23-17 13 29 21: Security Window Films",null,null,21516,"D30 HVAC","D3030 COOLING GENERATING SYSTEMS","D303001 CHILLED WATER SYSTEMS","Chiller, Absorption, Steam, Water Cooled","D303001: HVAC, COOLING GENERATING SYSTEMS, CHILLED WATER SYSTEMS - Chiller, Absorption, Steam, Water Cooled"]
[null,null,null,null,null,null,null,null,null,null,null,"23-17 13 29 21 11","Shatter Resistant Security Window Films","23-17 13 29 21 11: Shatter Resistant Security Window Films",null,null,20483,"D30 HVAC","D3030 COOLING GENERATING SYSTEMS","D303001 CHILLED WATER SYSTEMS","Chiller, Absorption, Steam, Water Cooled -  750 TN","D303001: HVAC, COOLING GENERATING SYSTEMS, CHILLED WATER SYSTEMS - Chiller, Absorption, Steam, Water Cooled -  750 TN"]
[null,null,null,null,null,null,null,null,null,null,null,"23-17 13 29 23","Security Window Curtains","23-17 13 29 23: Security Window Curtains",null,null,20484,"D30 HVAC","D3030 COOLING GENERATING SYSTEMS","D303001 CHILLED WATER SYSTEMS","Chiller, Absorption, Steam, Water Cooled -  955 TN","D303001: HVAC, COOLING GENERATING SYSTEMS, CHILLED WATER SYSTEMS - Chiller, Absorption, Steam, Water Cooled -  955 TN"]
[null,null,null,null,null,null,null,null,null,null,null,"23-17 13 29 23 11","Security Window Blast Curtains","23-17 13 29 23 11: Security Window Blast Curtains",null,null,40080,"D30 HVAC","D3030 COOLING GENERATING SYSTEMS","D303001 CHILLED WATER SYSTEMS","Chiller, Absorption, Steam, Water Cooled - 100 TN","D303001: HVAC, COOLING GENERATING SYSTEMS, CHILLED WATER SYSTEMS - Chiller, Absorption, Steam, Water Cooled - 100 TN"]
[null,null,null,null,null,null,null,null,null,null,null,"23-17 15 11","Glass Glazing ","23-17 15 11: Glass Glazing ",null,null,20485,"D30 HVAC","D3030 COOLING GENERATING SYSTEMS","D303001 CHILLED WATER SYSTEMS","Chiller, Absorption, Steam, Water Cooled - 1465 TN","D303001: HVAC, COOLING GENERATING SYSTEMS, CHILLED WATER SYSTEMS - Chiller, Absorption, Steam, Water Cooled - 1465 TN"]
[null,null,null,null,null,null,null,null,null,null,null,"23-17 15 11 11","Bent Glass","23-17 15 11 11: Bent Glass",null,null,20486,"D30 HVAC","D3030 COOLING GENERATING SYSTEMS","D303001 CHILLED WATER SYSTEMS","Chiller, Absorption, Steam, Water Cooled - 1660 TN","D303001: HVAC, COOLING GENERATING SYSTEMS, CHILLED WATER SYSTEMS - Chiller, Absorption, Steam, Water Cooled - 1660 TN"]
[null,null,null,null,null,null,null,null,null,null,null,"23-17 15 11 13","Chemically Strengthened Glass ","23-17 15 11 13: Chemically Strengthened Glass ",null,null,40081,"D30 HVAC","D3030 COOLING GENERATING SYSTEMS","D303001 CHILLED WATER SYSTEMS","Chiller, Absorption, Steam, Water Cooled - 200 TN","D303001: HVAC, COOLING GENERATING SYSTEMS, CHILLED WATER SYSTEMS - Chiller, Absorption, Steam, Water Cooled - 200 TN"]
[null,null,null,null,null,null,null,null,null,null,null,"23-17 15 11 15","Coated Glass ","23-17 15 11 15: Coated Glass ",null,null,40082,"D30 HVAC","D3030 COOLING GENERATING SYSTEMS","D303001 CHILLED WATER SYSTEMS","Chiller, Absorption, Steam, Water Cooled - 420 TN","D303001: HVAC, COOLING GENERATING SYSTEMS, CHILLED WATER SYSTEMS - Chiller, Absorption, Steam, Water Cooled - 420 TN"]
[null,null,null,null,null,null,null,null,null,null,null,"23-17 15 11 17","Composite Glass ","23-17 15 11 17: Composite Glass ",null,null,21524,"D30 HVAC","D3030 COOLING GENERATING SYSTEMS","D303001 CHILLED WATER SYSTEMS","Chiller, Centrifugal, Water Cooled","D303001: HVAC, COOLING GENERATING SYSTEMS, CHILLED WATER SYSTEMS - Chiller, Centrifugal, Water Cooled"]
[null,null,null,null,null,null,null,null,null,null,null,"23-17 15 11 19","Decorative Glass ","23-17 15 11 19: Decorative Glass ",null,null,20586,"D30 HVAC","D3030 COOLING GENERATING SYSTEMS","D303001 CHILLED WATER SYSTEMS","Chiller, Centrifugal, Water Cooled -  200 TN","D303001: HVAC, COOLING GENERATING SYSTEMS, CHILLED WATER SYSTEMS - Chiller, Centrifugal, Water Cooled -  200 TN"]
[null,null,null,null,null,null,null,null,null,null,null,"23-17 15 11 21","Fire Rated Glass","23-17 15 11 21: Fire Rated Glass",null,null,20584,"D30 HVAC","D3030 COOLING GENERATING SYSTEMS","D303001 CHILLED WATER SYSTEMS","Chiller, Centrifugal, Water Cooled -  400 TN","D303001: HVAC, COOLING GENERATING SYSTEMS, CHILLED WATER SYSTEMS - Chiller, Centrifugal, Water Cooled -  400 TN"]
[null,null,null,null,null,null,null,null,null,null,null,"23-17 15 11 23","Float Glass ","23-17 15 11 23: Float Glass ",null,null,20585,"D30 HVAC","D3030 COOLING GENERATING SYSTEMS","D303001 CHILLED WATER SYSTEMS","Chiller, Centrifugal, Water Cooled - 1000 TN","D303001: HVAC, COOLING GENERATING SYSTEMS, CHILLED WATER SYSTEMS - Chiller, Centrifugal, Water Cooled - 1000 TN"]
[null,null,null,null,null,null,null,null,null,null,null,"23-17 15 11 25","Heat Strengthened Glass ","23-17 15 11 25: Heat Strengthened Glass ",null,null,20587,"D30 HVAC","D3030 COOLING GENERATING SYSTEMS","D303001 CHILLED WATER SYSTEMS","Chiller, Centrifugal, Water Cooled - 1500 TN","D303001: HVAC, COOLING GENERATING SYSTEMS, CHILLED WATER SYSTEMS - Chiller, Centrifugal, Water Cooled - 1500 TN"]
[null,null,null,null,null,null,null,null,null,null,null,"23-17 15 11 27","Impact Resistant Glass ","23-17 15 11 27: Impact Resistant Glass ",null,null,21525,"D30 HVAC","D3030 COOLING GENERATING SYSTEMS","D303001 CHILLED WATER SYSTEMS","Chiller, Reciprocating, Air Cooled","D303001: HVAC, COOLING GENERATING SYSTEMS, CHILLED WATER SYSTEMS - Chiller, Reciprocating, Air Cooled"]
[null,null,null,null,null,null,null,null,null,null,null,"23-17 15 11 29","Insulating Glass ","23-17 15 11 29: Insulating Glass ",null,null,20598,"D30 HVAC","D3030 COOLING GENERATING SYSTEMS","D303001 CHILLED WATER SYSTEMS","Chiller, Reciprocating, Air Cooled -  20 TN","D303001: HVAC, COOLING GENERATING SYSTEMS, CHILLED WATER SYSTEMS - Chiller, Reciprocating, Air Cooled -  20 TN"]
[null,null,null,null,null,null,null,null,null,null,null,"23-17 15 11 31","Laminated Glass ","23-17 15 11 31: Laminated Glass ",null,null,20597,"D30 HVAC","D3030 COOLING GENERATING SYSTEMS","D303001 CHILLED WATER SYSTEMS","Chiller, Reciprocating, Air Cooled -  30 TN","D303001: HVAC, COOLING GENERATING SYSTEMS, CHILLED WATER SYSTEMS - Chiller, Reciprocating, Air Cooled -  30 TN"]
[null,null,null,null,null,null,null,null,null,null,null,"23-17 15 11 33","Low Emissivity Glass","23-17 15 11 33: Low Emissivity Glass",null,null,20596,"D30 HVAC","D3030 COOLING GENERATING SYSTEMS","D303001 CHILLED WATER SYSTEMS","Chiller, Reciprocating, Air Cooled -  40 TN","D303001: HVAC, COOLING GENERATING SYSTEMS, CHILLED WATER SYSTEMS - Chiller, Reciprocating, Air Cooled -  40 TN"]
[null,null,null,null,null,null,null,null,null,null,null,"23-17 15 11 35","Rolled Glass ","23-17 15 11 35: Rolled Glass ",null,null,20588,"D30 HVAC","D3030 COOLING GENERATING SYSTEMS","D303001 CHILLED WATER SYSTEMS","Chiller, Reciprocating, Air Cooled -  50 TN","D303001: HVAC, COOLING GENERATING SYSTEMS, CHILLED WATER SYSTEMS - Chiller, Reciprocating, Air Cooled -  50 TN"]
[null,null,null,null,null,null,null,null,null,null,null,"23-17 15 11 37","Spandrel Glass ","23-17 15 11 37: Spandrel Glass ",null,null,20595,"D30 HVAC","D3030 COOLING GENERATING SYSTEMS","D303001 CHILLED WATER SYSTEMS","Chiller, Reciprocating, Air Cooled -  60 TN","D303001: HVAC, COOLING GENERATING SYSTEMS, CHILLED WATER SYSTEMS - Chiller, Reciprocating, Air Cooled -  60 TN"]
[null,null,null,null,null,null,null,null,null,null,null,"23-17 15 11 39","Tempered Glass","23-17 15 11 39: Tempered Glass",null,null,20594,"D30 HVAC","D3030 COOLING GENERATING SYSTEMS","D303001 CHILLED WATER SYSTEMS","Chiller, Reciprocating, Air Cooled -  70 TN","D303001: HVAC, COOLING GENERATING SYSTEMS, CHILLED WATER SYSTEMS - Chiller, Reciprocating, Air Cooled -  70 TN"]
[null,null,null,null,null,null,null,null,null,null,null,"23-17 15 11 41","Wired Glass ","23-17 15 11 41: Wired Glass ",null,null,20600,"D30 HVAC","D3030 COOLING GENERATING SYSTEMS","D303001 CHILLED WATER SYSTEMS","Chiller, Reciprocating, Air Cooled -  80 TN","D303001: HVAC, COOLING GENERATING SYSTEMS, CHILLED WATER SYSTEMS - Chiller, Reciprocating, Air Cooled -  80 TN"]
[null,null,null,null,null,null,null,null,null,null,null,"23-17 15 13","Plastic Glazing","23-17 15 13: Plastic Glazing",null,null,20593,"D30 HVAC","D3030 COOLING GENERATING SYSTEMS","D303001 CHILLED WATER SYSTEMS","Chiller, Reciprocating, Air Cooled -  90 TN","D303001: HVAC, COOLING GENERATING SYSTEMS, CHILLED WATER SYSTEMS - Chiller, Reciprocating, Air Cooled -  90 TN"]
[null,null,null,null,null,null,null,null,null,null,null,"23-17 15 13 11","Ballistics Resistant Plastic Glazing","23-17 15 13 11: Ballistics Resistant Plastic Glazing",null,null,20592,"D30 HVAC","D3030 COOLING GENERATING SYSTEMS","D303001 CHILLED WATER SYSTEMS","Chiller, Reciprocating, Air Cooled - 100 TN","D303001: HVAC, COOLING GENERATING SYSTEMS, CHILLED WATER SYSTEMS - Chiller, Reciprocating, Air Cooled - 100 TN"]
[null,null,null,null,null,null,null,null,null,null,null,"23-17 15 13 13","Decorative Plastic Glazing","23-17 15 13 13: Decorative Plastic Glazing",null,null,20591,"D30 HVAC","D3030 COOLING GENERATING SYSTEMS","D303001 CHILLED WATER SYSTEMS","Chiller, Reciprocating, Air Cooled - 110 TN","D303001: HVAC, COOLING GENERATING SYSTEMS, CHILLED WATER SYSTEMS - Chiller, Reciprocating, Air Cooled - 110 TN"]
[null,null,null,null,null,null,null,null,null,null,null,"23-17 15 13 15","Insulating Plastic Glazing","23-17 15 13 15: Insulating Plastic Glazing",null,null,20590,"D30 HVAC","D3030 COOLING GENERATING SYSTEMS","D303001 CHILLED WATER SYSTEMS","Chiller, Reciprocating, Air Cooled - 130 TN","D303001: HVAC, COOLING GENERATING SYSTEMS, CHILLED WATER SYSTEMS - Chiller, Reciprocating, Air Cooled - 130 TN"]
[null,null,null,null,null,null,null,null,null,null,null,"23-17 15 13 17","Translucent Plastic Glazing","23-17 15 13 17: Translucent Plastic Glazing",null,null,20589,"D30 HVAC","D3030 COOLING GENERATING SYSTEMS","D303001 CHILLED WATER SYSTEMS","Chiller, Reciprocating, Air Cooled - 175 TN","D303001: HVAC, COOLING GENERATING SYSTEMS, CHILLED WATER SYSTEMS - Chiller, Reciprocating, Air Cooled - 175 TN"]
[null,null,null,null,null,null,null,null,null,null,null,"23-17 15 13 19","Transparent Plastic Glazing","23-17 15 13 19: Transparent Plastic Glazing",null,null,20599,"D30 HVAC","D3030 COOLING GENERATING SYSTEMS","D303001 CHILLED WATER SYSTEMS","Chiller, Reciprocating, Air Cooled - 210 TN","D303001: HVAC, COOLING GENERATING SYSTEMS, CHILLED WATER SYSTEMS - Chiller, Reciprocating, Air Cooled - 210 TN"]
[null,null,null,null,null,null,null,null,null,null,null,"23-17 15 15","Security Glass","23-17 15 15: Security Glass",null,null,21522,"D30 HVAC","D3030 COOLING GENERATING SYSTEMS","D303001 CHILLED WATER SYSTEMS","Chiller, Reciprocating, Water Cooled","D303001: HVAC, COOLING GENERATING SYSTEMS, CHILLED WATER SYSTEMS - Chiller, Reciprocating, Water Cooled"]
[null,null,null,null,null,null,null,null,null,null,null,"23-17 15 15 11","Laminated Security Glass","23-17 15 15 11: Laminated Security Glass",null,null,20578,"D30 HVAC","D3030 COOLING GENERATING SYSTEMS","D303001 CHILLED WATER SYSTEMS","Chiller, Reciprocating, Water Cooled -  60 TN","D303001: HVAC, COOLING GENERATING SYSTEMS, CHILLED WATER SYSTEMS - Chiller, Reciprocating, Water Cooled -  60 TN"]
[null,null,null,null,null,null,null,null,null,null,null,"23-17 15 17","Tinted Glass","23-17 15 17: Tinted Glass",null,null,20581,"D30 HVAC","D3030 COOLING GENERATING SYSTEMS","D303001 CHILLED WATER SYSTEMS","Chiller, Reciprocating, Water Cooled - 100 TN","D303001: HVAC, COOLING GENERATING SYSTEMS, CHILLED WATER SYSTEMS - Chiller, Reciprocating, Water Cooled - 100 TN"]
[null,null,null,null,null,null,null,null,null,null,null,"23-17 15 19","Glazing by Special Function","23-17 15 19: Glazing by Special Function",null,null,20580,"D30 HVAC","D3030 COOLING GENERATING SYSTEMS","D303001 CHILLED WATER SYSTEMS","Chiller, Reciprocating, Water Cooled - 150 TN","D303001: HVAC, COOLING GENERATING SYSTEMS, CHILLED WATER SYSTEMS - Chiller, Reciprocating, Water Cooled - 150 TN"]
[null,null,null,null,null,null,null,null,null,null,null,"23-17 15 19 11","Security Glazing","23-17 15 19 11: Security Glazing",null,null,20579,"D30 HVAC","D3030 COOLING GENERATING SYSTEMS","D303001 CHILLED WATER SYSTEMS","Chiller, Reciprocating, Water Cooled - 200 TN","D303001: HVAC, COOLING GENERATING SYSTEMS, CHILLED WATER SYSTEMS - Chiller, Reciprocating, Water Cooled - 200 TN"]
[null,null,null,null,null,null,null,null,null,null,null,"23-17 15 19 13","Ballistics Resistant Glass Glazing","23-17 15 19 13: Ballistics Resistant Glass Glazing",null,null,40083,"D30 HVAC","D3030 COOLING GENERATING SYSTEMS","D303001 CHILLED WATER SYSTEMS","Chiller, Rotary Screw","D303001: HVAC, COOLING GENERATING SYSTEMS, CHILLED WATER SYSTEMS - Chiller, Rotary Screw"]
[null,null,null,null,null,null,null,null,null,null,null,"23-17 15 19 15","Pressure Resistant Glazing","23-17 15 19 15: Pressure Resistant Glazing",null,null,40084,"D30 HVAC","D3030 COOLING GENERATING SYSTEMS","D303001 CHILLED WATER SYSTEMS","Chiller, Rotary Screw - 130 TN, Air Cooled Screw Liquid Chiller","D303001: HVAC, COOLING GENERATING SYSTEMS, CHILLED WATER SYSTEMS - Chiller, Rotary Screw - 130 TN, Air Cooled Screw Liquid Chiller"]
[null,null,null,null,null,null,null,null,null,null,null,"23-17 15 19 17","Hurricane Resistant Glazing","23-17 15 19 17: Hurricane Resistant Glazing",null,null,40093,"D30 HVAC","D3030 COOLING GENERATING SYSTEMS","D303001 CHILLED WATER SYSTEMS","Chiller, Rotary Screw - 150 TN, Water Cooled Screw Liquid Chiller, Dual Compressors","D303001: HVAC, COOLING GENERATING SYSTEMS, CHILLED WATER SYSTEMS - Chiller, Rotary Screw - 150 TN, Water Cooled Screw Liquid Chiller, Dual Compressors"]
[null,null,null,null,null,null,null,null,null,null,null,"23-17 15 19 19","Radiation Resistant Glazing","23-17 15 19 19: Radiation Resistant Glazing",null,null,40085,"D30 HVAC","D3030 COOLING GENERATING SYSTEMS","D303001 CHILLED WATER SYSTEMS","Chiller, Rotary Screw - 160 TN, Air Cooled Screw Liquid Chiller","D303001: HVAC, COOLING GENERATING SYSTEMS, CHILLED WATER SYSTEMS - Chiller, Rotary Screw - 160 TN, Air Cooled Screw Liquid Chiller"]
[null,null,null,null,null,null,null,null,null,null,null,"23-17 15 19 21","Switchable Privacy Glass","23-17 15 19 21: Switchable Privacy Glass",null,null,40086,"D30 HVAC","D3030 COOLING GENERATING SYSTEMS","D303001 CHILLED WATER SYSTEMS","Chiller, Rotary Screw - 180 TN, Air Cooled Screw Liquid Chiller","D303001: HVAC, COOLING GENERATING SYSTEMS, CHILLED WATER SYSTEMS - Chiller, Rotary Screw - 180 TN, Air Cooled Screw Liquid Chiller"]
[null,null,null,null,null,null,null,null,null,null,null,"23-17 15 21","Glazing Components ","23-17 15 21: Glazing Components ",null,null,40091,"D30 HVAC","D3030 COOLING GENERATING SYSTEMS","D303001 CHILLED WATER SYSTEMS","Chiller, Rotary Screw - 200 TN, Water Cooled Screw Liquid Chiller","D303001: HVAC, COOLING GENERATING SYSTEMS, CHILLED WATER SYSTEMS - Chiller, Rotary Screw - 200 TN, Water Cooled Screw Liquid Chiller"]
[null,null,null,null,null,null,null,null,null,null,null,"23-17 15 21 11","Glazing Frames","23-17 15 21 11: Glazing Frames",null,null,40094,"D30 HVAC","D3030 COOLING GENERATING SYSTEMS","D303001 CHILLED WATER SYSTEMS","Chiller, Rotary Screw - 200 TN, Water Cooled Screw Liquid Chiller, Dual Compressors","D303001: HVAC, COOLING GENERATING SYSTEMS, CHILLED WATER SYSTEMS - Chiller, Rotary Screw - 200 TN, Water Cooled Screw Liquid Chiller, Dual Compressors"]
[null,null,null,null,null,null,null,null,null,null,null,"23-17 15 21 13","Glazing Sections","23-17 15 21 13: Glazing Sections",null,null,40087,"D30 HVAC","D3030 COOLING GENERATING SYSTEMS","D303001 CHILLED WATER SYSTEMS","Chiller, Rotary Screw - 210 TN, Air Cooled Screw Liquid Chiller","D303001: HVAC, COOLING GENERATING SYSTEMS, CHILLED WATER SYSTEMS - Chiller, Rotary Screw - 210 TN, Air Cooled Screw Liquid Chiller"]
[null,null,null,null,null,null,null,null,null,null,null,"23-17 15 21 15","Mechanical Glazing Fasteners","23-17 15 21 15: Mechanical Glazing Fasteners",null,null,40088,"D30 HVAC","D3030 COOLING GENERATING SYSTEMS","D303001 CHILLED WATER SYSTEMS","Chiller, Rotary Screw - 270 TN, Air Cooled Screw Liquid Chiller","D303001: HVAC, COOLING GENERATING SYSTEMS, CHILLED WATER SYSTEMS - Chiller, Rotary Screw - 270 TN, Air Cooled Screw Liquid Chiller"]
[null,null,null,null,null,null,null,null,null,null,null,"23-17 15 23","Glazing Accessories","23-17 15 23: Glazing Accessories",null,null,40095,"D30 HVAC","D3030 COOLING GENERATING SYSTEMS","D303001 CHILLED WATER SYSTEMS","Chiller, Rotary Screw - 291 TN, Water Cooled Screw Liquid Chiller, Dual Compressors","D303001: HVAC, COOLING GENERATING SYSTEMS, CHILLED WATER SYSTEMS - Chiller, Rotary Screw - 291 TN, Water Cooled Screw Liquid Chiller, Dual Compressors"]
[null,null,null,null,null,null,null,null,null,null,null,"23-17 15 23 11","Glazing Beads","23-17 15 23 11: Glazing Beads",null,null,40089,"D30 HVAC","D3030 COOLING GENERATING SYSTEMS","D303001 CHILLED WATER SYSTEMS","Chiller, Rotary Screw - 320 TN, Air Cooled Screw Liquid Chiller","D303001: HVAC, COOLING GENERATING SYSTEMS, CHILLED WATER SYSTEMS - Chiller, Rotary Screw - 320 TN, Air Cooled Screw Liquid Chiller"]
[null,null,null,null,null,null,null,null,null,null,null,"23-17 15 23 13","Condensation Channels","23-17 15 23 13: Condensation Channels",null,null,40092,"D30 HVAC","D3030 COOLING GENERATING SYSTEMS","D303001 CHILLED WATER SYSTEMS","Chiller, Rotary Screw - 350 TN, Water Cooled Screw Liquid Chiller","D303001: HVAC, COOLING GENERATING SYSTEMS, CHILLED WATER SYSTEMS - Chiller, Rotary Screw - 350 TN, Water Cooled Screw Liquid Chiller"]
[null,null,null,null,null,null,null,null,null,null,null,"23-17 15 23 15","Glazing Sealants and Tapes","23-17 15 23 15: Glazing Sealants and Tapes",null,null,40090,"D30 HVAC","D3030 COOLING GENERATING SYSTEMS","D303001 CHILLED WATER SYSTEMS","Chiller, Rotary Screw - 80 TN, Water Cooled Screw Liquid Chiller","D303001: HVAC, COOLING GENERATING SYSTEMS, CHILLED WATER SYSTEMS - Chiller, Rotary Screw - 80 TN, Water Cooled Screw Liquid Chiller"]
[null,null,null,null,null,null,null,null,null,null,null,"23-17 15 23 17","Glazing Gaskets","23-17 15 23 17: Glazing Gaskets",null,null,35008,"D30 HVAC","D3030 COOLING GENERATING SYSTEMS","D303001 CHILLED WATER SYSTEMS","Chiller, Scroll","D303001: HVAC, COOLING GENERATING SYSTEMS, CHILLED WATER SYSTEMS - Chiller, Scroll"]
[null,null,null,null,null,null,null,null,null,null,null,"23-17 15 23 19","Glazing Leading Material","23-17 15 23 19: Glazing Leading Material",null,null,21526,"D30 HVAC","D3030 COOLING GENERATING SYSTEMS","D303001 CHILLED WATER SYSTEMS","Cooling Tower, Fiberglass","D303001: HVAC, COOLING GENERATING SYSTEMS, CHILLED WATER SYSTEMS - Cooling Tower, Fiberglass"]
[null,null,null,null,null,null,null,null,null,null,null,"23-17 15 25","Protective Films","23-17 15 25: Protective Films",null,null,20601,"D30 HVAC","D3030 COOLING GENERATING SYSTEMS","D303001 CHILLED WATER SYSTEMS","Cooling Tower, Fiberglass -   60 TN","D303001: HVAC, COOLING GENERATING SYSTEMS, CHILLED WATER SYSTEMS - Cooling Tower, Fiberglass -   60 TN"]
[null,null,null,null,null,null,null,null,null,null,null,"23-17 15 25 11","Solar Control Films","23-17 15 25 11: Solar Control Films",null,null,20602,"D30 HVAC","D3030 COOLING GENERATING SYSTEMS","D303001 CHILLED WATER SYSTEMS","Cooling Tower, Fiberglass -  125 TN","D303001: HVAC, COOLING GENERATING SYSTEMS, CHILLED WATER SYSTEMS - Cooling Tower, Fiberglass -  125 TN"]
[null,null,null,null,null,null,null,null,null,null,null,"23-17 15 25 13","Safety Films","23-17 15 25 13: Safety Films",null,null,20603,"D30 HVAC","D3030 COOLING GENERATING SYSTEMS","D303001 CHILLED WATER SYSTEMS","Cooling Tower, Fiberglass -  300 TN","D303001: HVAC, COOLING GENERATING SYSTEMS, CHILLED WATER SYSTEMS - Cooling Tower, Fiberglass -  300 TN"]
[null,null,null,null,null,null,null,null,null,null,null,"23-17 15 25 15","Security Films","23-17 15 25 15: Security Films",null,null,20604,"D30 HVAC","D3030 COOLING GENERATING SYSTEMS","D303001 CHILLED WATER SYSTEMS","Cooling Tower, Fiberglass -  600 TN","D303001: HVAC, COOLING GENERATING SYSTEMS, CHILLED WATER SYSTEMS - Cooling Tower, Fiberglass -  600 TN"]
[null,null,null,null,null,null,null,null,null,null,null,"23-17 15 25 17","Decorative Films","23-17 15 25 17: Decorative Films",null,null,20605,"D30 HVAC","D3030 COOLING GENERATING SYSTEMS","D303001 CHILLED WATER SYSTEMS","Cooling Tower, Fiberglass - 1000 TN","D303001: HVAC, COOLING GENERATING SYSTEMS, CHILLED WATER SYSTEMS - Cooling Tower, Fiberglass - 1000 TN"]
[null,null,null,null,null,null,null,null,null,null,null,"23-17 17 11","Skylight Components ","23-17 17 11: Skylight Components ",null,null,40265,"D30 HVAC","D3030 COOLING GENERATING SYSTEMS","D303001 CHILLED WATER SYSTEMS","Cooling Tower, Fluid Cooler","D303001: HVAC, COOLING GENERATING SYSTEMS, CHILLED WATER SYSTEMS - Cooling Tower, Fluid Cooler"]
[null,null,null,null,null,null,null,null,null,null,null,"23-17 17 11 11","Skylight Hardware","23-17 17 11 11: Skylight Hardware",null,null,21521,"D30 HVAC","D3030 COOLING GENERATING SYSTEMS","D303001 CHILLED WATER SYSTEMS","Cooling Tower, Galvanized","D303001: HVAC, COOLING GENERATING SYSTEMS, CHILLED WATER SYSTEMS - Cooling Tower, Galvanized"]
[null,null,null,null,null,null,null,null,null,null,null,"23-17 17 13","Unit Skylights","23-17 17 13: Unit Skylights",null,null,20575,"D30 HVAC","D3030 COOLING GENERATING SYSTEMS","D303001 CHILLED WATER SYSTEMS","Cooling Tower, Galvanized -   60 TN","D303001: HVAC, COOLING GENERATING SYSTEMS, CHILLED WATER SYSTEMS - Cooling Tower, Galvanized -   60 TN"]
[null,null,null,null,null,null,null,null,null,null,null,"23-17 17 13 11","Domed Unit Skylights","23-17 17 13 11: Domed Unit Skylights",null,null,20573,"D30 HVAC","D3030 COOLING GENERATING SYSTEMS","D303001 CHILLED WATER SYSTEMS","Cooling Tower, Galvanized -  110 TN","D303001: HVAC, COOLING GENERATING SYSTEMS, CHILLED WATER SYSTEMS - Cooling Tower, Galvanized -  110 TN"]
[null,null,null,null,null,null,null,null,null,null,null,"23-17 17 13 13","Pyramidal Unit Skylights","23-17 17 13 13: Pyramidal Unit Skylights",null,null,20577,"D30 HVAC","D3030 COOLING GENERATING SYSTEMS","D303001 CHILLED WATER SYSTEMS","Cooling Tower, Galvanized -  300 TN","D303001: HVAC, COOLING GENERATING SYSTEMS, CHILLED WATER SYSTEMS - Cooling Tower, Galvanized -  300 TN"]
[null,null,null,null,null,null,null,null,null,null,null,"23-17 17 13 15","Vaulted Unit Skylights","23-17 17 13 15: Vaulted Unit Skylights",null,null,20576,"D30 HVAC","D3030 COOLING GENERATING SYSTEMS","D303001 CHILLED WATER SYSTEMS","Cooling Tower, Galvanized -  600 TN","D303001: HVAC, COOLING GENERATING SYSTEMS, CHILLED WATER SYSTEMS - Cooling Tower, Galvanized -  600 TN"]
[null,null,null,null,null,null,null,null,null,null,null,"23-17 17 13 17","Single Slope Unit Skylights","23-17 17 13 17: Single Slope Unit Skylights",null,null,20574,"D30 HVAC","D3030 COOLING GENERATING SYSTEMS","D303001 CHILLED WATER SYSTEMS","Cooling Tower, Galvanized - 1000 TN","D303001: HVAC, COOLING GENERATING SYSTEMS, CHILLED WATER SYSTEMS - Cooling Tower, Galvanized - 1000 TN"]
[null,null,null,null,null,null,null,null,null,null,null,"23-17 17 13 19","Octagonal Unit Skylights","23-17 17 13 19: Octagonal Unit Skylights",null,null,21515,"D30 HVAC","D3030 COOLING GENERATING SYSTEMS","D303001 CHILLED WATER SYSTEMS","Cooling Tower, Stainless Steel","D303001: HVAC, COOLING GENERATING SYSTEMS, CHILLED WATER SYSTEMS - Cooling Tower, Stainless Steel"]
[null,null,null,null,null,null,null,null,null,null,null,"23-17 17 13 21","Tubular Skylights","23-17 17 13 21: Tubular Skylights",null,null,20481,"D30 HVAC","D3030 COOLING GENERATING SYSTEMS","D303001 CHILLED WATER SYSTEMS","Cooling Tower, Stainless Steel -   60 TN","D303001: HVAC, COOLING GENERATING SYSTEMS, CHILLED WATER SYSTEMS - Cooling Tower, Stainless Steel -   60 TN"]
[null,null,null,null,null,null,null,null,null,null,null,"23-17 17 15","Metal Framed Skylights","23-17 17 15: Metal Framed Skylights",null,null,20480,"D30 HVAC","D3030 COOLING GENERATING SYSTEMS","D303001 CHILLED WATER SYSTEMS","Cooling Tower, Stainless Steel -  110 TN","D303001: HVAC, COOLING GENERATING SYSTEMS, CHILLED WATER SYSTEMS - Cooling Tower, Stainless Steel -  110 TN"]
[null,null,null,null,null,null,null,null,null,null,null,"23-17 17 15 11","Domed Metal Framed Skylights","23-17 17 15 11: Domed Metal Framed Skylights",null,null,20478,"D30 HVAC","D3030 COOLING GENERATING SYSTEMS","D303001 CHILLED WATER SYSTEMS","Cooling Tower, Stainless Steel -  300 TN","D303001: HVAC, COOLING GENERATING SYSTEMS, CHILLED WATER SYSTEMS - Cooling Tower, Stainless Steel -  300 TN"]
[null,null,null,null,null,null,null,null,null,null,null,"23-17 17 15 13","Pyramidal Metal Framed Skylights","23-17 17 15 13: Pyramidal Metal Framed Skylights",null,null,20479,"D30 HVAC","D3030 COOLING GENERATING SYSTEMS","D303001 CHILLED WATER SYSTEMS","Cooling Tower, Stainless Steel -  600 TN","D303001: HVAC, COOLING GENERATING SYSTEMS, CHILLED WATER SYSTEMS - Cooling Tower, Stainless Steel -  600 TN"]
[null,null,null,null,null,null,null,null,null,null,null,"23-17 17 15 15","Ridge Metal Framed Skylights","23-17 17 15 15: Ridge Metal Framed Skylights",null,null,20482,"D30 HVAC","D3030 COOLING GENERATING SYSTEMS","D303001 CHILLED WATER SYSTEMS","Cooling Tower, Stainless Steel - 1000 TN","D303001: HVAC, COOLING GENERATING SYSTEMS, CHILLED WATER SYSTEMS - Cooling Tower, Stainless Steel - 1000 TN"]
[null,null,null,null,null,null,null,null,null,null,null,"23-17 17 15 17","Vaulted Metal Framed Skylights","23-17 17 15 17: Vaulted Metal Framed Skylights",null,null,41209,"D30 HVAC","D3030 COOLING GENERATING SYSTEMS","D303002 DIRECT EXPANSION SYSTEMS","General","D303002: HVAC, COOLING GENERATING SYSTEMS, DIRECT EXPANSION SYSTEMS - General"]
[null,null,null,null,null,null,null,null,null,null,null,"23-17 17 15 19","Single Slope Metal Framed Skylights","23-17 17 15 19: Single Slope Metal Framed Skylights",null,null,42209,"D30 HVAC","D3030 COOLING GENERATING SYSTEMS","D303002 DIRECT EXPANSION SYSTEMS","Other","D303002: HVAC, COOLING GENERATING SYSTEMS, DIRECT EXPANSION SYSTEMS - Other"]
[null,null,null,null,null,null,null,null,null,null,null,"23-17 17 15 21","Octagonal Metal Framed Skylights","23-17 17 15 21: Octagonal Metal Framed Skylights",null,null,43209,"D30 HVAC","D3030 COOLING GENERATING SYSTEMS","D303002 DIRECT EXPANSION SYSTEMS","Unknown","D303002: HVAC, COOLING GENERATING SYSTEMS, DIRECT EXPANSION SYSTEMS - Unknown"]
[null,null,null,null,null,null,null,null,null,null,null,"23-17 19 11","Hardware for Doors","23-17 19 11: Hardware for Doors",null,null,21520,"D30 HVAC","D3030 COOLING GENERATING SYSTEMS","D303002 DIRECT EXPANSION SYSTEMS","Condenser, DX, Air Cooled","D303002: HVAC, COOLING GENERATING SYSTEMS, DIRECT EXPANSION SYSTEMS - Condenser, DX, Air Cooled"]
[null,null,null,null,null,null,null,null,null,null,null,"23-17 19 11 11","Rotation, Pivoting Door Gear","23-17 19 11 11: Rotation, Pivoting Door Gear",null,null,20568,"D30 HVAC","D3030 COOLING GENERATING SYSTEMS","D303002 DIRECT EXPANSION SYSTEMS","Condenser, DX, Air Cooled - Belt Drive, 101 ton, R-22","D303002: HVAC, COOLING GENERATING SYSTEMS, DIRECT EXPANSION SYSTEMS - Condenser, DX, Air Cooled - Belt Drive, 101 ton, R-22"]
[null,null,null,null,null,null,null,null,null,null,null,"23-17 19 11 13","Sliding Door Gear","23-17 19 11 13: Sliding Door Gear",null,null,20572,"D30 HVAC","D3030 COOLING GENERATING SYSTEMS","D303002 DIRECT EXPANSION SYSTEMS","Condenser, DX, Air Cooled - Belt Drive, 159 ton, R-22","D303002: HVAC, COOLING GENERATING SYSTEMS, DIRECT EXPANSION SYSTEMS - Condenser, DX, Air Cooled - Belt Drive, 159 ton, R-22"]
[null,null,null,null,null,null,null,null,null,null,null,"23-17 19 11 15","Door Guiding Hardware","23-17 19 11 15: Door Guiding Hardware",null,null,20571,"D30 HVAC","D3030 COOLING GENERATING SYSTEMS","D303002 DIRECT EXPANSION SYSTEMS","Condenser, DX, Air Cooled - Belt Drive, 228 ton, R-22","D303002: HVAC, COOLING GENERATING SYSTEMS, DIRECT EXPANSION SYSTEMS - Condenser, DX, Air Cooled - Belt Drive, 228 ton, R-22"]
[null,null,null,null,null,null,null,null,null,null,null,"23-17 19 11 17","Door Holding Hardware","23-17 19 11 17: Door Holding Hardware",null,null,20570,"D30 HVAC","D3030 COOLING GENERATING SYSTEMS","D303002 DIRECT EXPANSION SYSTEMS","Condenser, DX, Air Cooled - Belt Drive, 314 ton, R-22","D303002: HVAC, COOLING GENERATING SYSTEMS, DIRECT EXPANSION SYSTEMS - Condenser, DX, Air Cooled - Belt Drive, 314 ton, R-22"]
[null,null,null,null,null,null,null,null,null,null,null,"23-17 19 11 17 11","Door Hold Open Hardware","23-17 19 11 17 11: Door Hold Open Hardware",null,null,20556,"D30 HVAC","D3030 COOLING GENERATING SYSTEMS","D303002 DIRECT EXPANSION SYSTEMS","Condenser, DX, Air Cooled - Belt Drive, 45 ton, R-22","D303002: HVAC, COOLING GENERATING SYSTEMS, DIRECT EXPANSION SYSTEMS - Condenser, DX, Air Cooled - Belt Drive, 45 ton, R-22"]
[null,null,null,null,null,null,null,null,null,null,null,"23-17 19 11 19","Door Closing Hardware","23-17 19 11 19: Door Closing Hardware",null,null,20569,"D30 HVAC","D3030 COOLING GENERATING SYSTEMS","D303002 DIRECT EXPANSION SYSTEMS","Condenser, DX, Air Cooled - Belt Drive, 471 ton, R-22","D303002: HVAC, COOLING GENERATING SYSTEMS, DIRECT EXPANSION SYSTEMS - Condenser, DX, Air Cooled - Belt Drive, 471 ton, R-22"]
[null,null,null,null,null,null,null,null,null,null,null,"23-17 19 11 19 11","Door Closers","23-17 19 11 19 11: Door Closers",null,null,20557,"D30 HVAC","D3030 COOLING GENERATING SYSTEMS","D303002 DIRECT EXPANSION SYSTEMS","Condenser, DX, Air Cooled - Belt Drive, 50 ton, R-22","D303002: HVAC, COOLING GENERATING SYSTEMS, DIRECT EXPANSION SYSTEMS - Condenser, DX, Air Cooled - Belt Drive, 50 ton, R-22"]
[null,null,null,null,null,null,null,null,null,null,null,"23-17 19 11 19 11 11","Manual Floor Door Closers","23-17 19 11 19 11 11: Manual Floor Door Closers",null,null,20558,"D30 HVAC","D3030 COOLING GENERATING SYSTEMS","D303002 DIRECT EXPANSION SYSTEMS","Condenser, DX, Air Cooled - Belt Drive, 54 ton, R-22","D303002: HVAC, COOLING GENERATING SYSTEMS, DIRECT EXPANSION SYSTEMS - Condenser, DX, Air Cooled - Belt Drive, 54 ton, R-22"]
[null,null,null,null,null,null,null,null,null,null,null,"23-17 19 11 19 11 13","Manual Surface Door Closers","23-17 19 11 19 11 13: Manual Surface Door Closers",null,null,20559,"D30 HVAC","D3030 COOLING GENERATING SYSTEMS","D303002 DIRECT EXPANSION SYSTEMS","Condenser, DX, Air Cooled - Belt Drive, 59 ton, R-22","D303002: HVAC, COOLING GENERATING SYSTEMS, DIRECT EXPANSION SYSTEMS - Condenser, DX, Air Cooled - Belt Drive, 59 ton, R-22"]
[null,null,null,null,null,null,null,null,null,null,null,"23-17 19 11 19 11 15","Manual Concealed Overhead Door Closers","23-17 19 11 19 11 15: Manual Concealed Overhead Door Closers",null,null,20566,"D30 HVAC","D3030 COOLING GENERATING SYSTEMS","D303002 DIRECT EXPANSION SYSTEMS","Condenser, DX, Air Cooled - Belt Drive, 65 ton, R-22","D303002: HVAC, COOLING GENERATING SYSTEMS, DIRECT EXPANSION SYSTEMS - Condenser, DX, Air Cooled - Belt Drive, 65 ton, R-22"]
[null,null,null,null,null,null,null,null,null,null,null,"23-17 19 11 19 11 17","Power Operator Floor Door Closers","23-17 19 11 19 11 17: Power Operator Floor Door Closers",null,null,20560,"D30 HVAC","D3030 COOLING GENERATING SYSTEMS","D303002 DIRECT EXPANSION SYSTEMS","Condenser, DX, Air Cooled - Belt Drive, 73 ton, R-22","D303002: HVAC, COOLING GENERATING SYSTEMS, DIRECT EXPANSION SYSTEMS - Condenser, DX, Air Cooled - Belt Drive, 73 ton, R-22"]
[null,null,null,null,null,null,null,null,null,null,null,"23-17 19 11 19 11 19","Power Operator Surface Door Closers","23-17 19 11 19 11 19: Power Operator Surface Door Closers",null,null,20553,"D30 HVAC","D3030 COOLING GENERATING SYSTEMS","D303002 DIRECT EXPANSION SYSTEMS","Condenser, DX, Air Cooled - Belt Drive, 81 ton, R-22","D303002: HVAC, COOLING GENERATING SYSTEMS, DIRECT EXPANSION SYSTEMS - Condenser, DX, Air Cooled - Belt Drive, 81 ton, R-22"]
[null,null,null,null,null,null,null,null,null,null,null,"23-17 19 11 19 11 21","Power Operator Concealed Overhead Door Closers","23-17 19 11 19 11 21: Power Operator Concealed Overhead Door Closers",null,null,20561,"D30 HVAC","D3030 COOLING GENERATING SYSTEMS","D303002 DIRECT EXPANSION SYSTEMS","Condenser, DX, Air Cooled - Belt Drive, 86 ton, R-22","D303002: HVAC, COOLING GENERATING SYSTEMS, DIRECT EXPANSION SYSTEMS - Condenser, DX, Air Cooled - Belt Drive, 86 ton, R-22"]
[null,null,null,null,null,null,null,null,null,null,null,"23-17 19 11 21","Door Barrier Locks","23-17 19 11 21: Door Barrier Locks",null,null,20562,"D30 HVAC","D3030 COOLING GENERATING SYSTEMS","D303002 DIRECT EXPANSION SYSTEMS","Condenser, DX, Air Cooled - Belt Drive, 88 ton, R-22","D303002: HVAC, COOLING GENERATING SYSTEMS, DIRECT EXPANSION SYSTEMS - Condenser, DX, Air Cooled - Belt Drive, 88 ton, R-22"]
[null,null,null,null,null,null,null,null,null,null,null,"23-17 19 11 21 11","Door Deadbolt Locks","23-17 19 11 21 11: Door Deadbolt Locks",null,null,20563,"D30 HVAC","D3030 COOLING GENERATING SYSTEMS","D303002 DIRECT EXPANSION SYSTEMS","Condenser, DX, Air Cooled - Direct Drive, 1 ton, R-22","D303002: HVAC, COOLING GENERATING SYSTEMS, DIRECT EXPANSION SYSTEMS - Condenser, DX, Air Cooled - Direct Drive, 1 ton, R-22"]
[null,null,null,null,null,null,null,null,null,null,null,"23-17 19 11 21 13","Door Chains","23-17 19 11 21 13: Door Chains",null,null,20536,"D30 HVAC","D3030 COOLING GENERATING SYSTEMS","D303002 DIRECT EXPANSION SYSTEMS","Condenser, DX, Air Cooled - Direct Drive, 10 ton, R-22","D303002: HVAC, COOLING GENERATING SYSTEMS, DIRECT EXPANSION SYSTEMS - Condenser, DX, Air Cooled - Direct Drive, 10 ton, R-22"]
[null,null,null,null,null,null,null,null,null,null,null,"23-17 19 11 21 15","Door Electric Strike Locks","23-17 19 11 21 15: Door Electric Strike Locks",null,null,20547,"D30 HVAC","D3030 COOLING GENERATING SYSTEMS","D303002 DIRECT EXPANSION SYSTEMS","Condenser, DX, Air Cooled - Direct Drive, 105 ton, R-22","D303002: HVAC, COOLING GENERATING SYSTEMS, DIRECT EXPANSION SYSTEMS - Condenser, DX, Air Cooled - Direct Drive, 105 ton, R-22"]
[null,null,null,null,null,null,null,null,null,null,null,"23-17 19 11 21 17","Door Electromagnetic Locks","23-17 19 11 21 17: Door Electromagnetic Locks",null,null,20567,"D30 HVAC","D3030 COOLING GENERATING SYSTEMS","D303002 DIRECT EXPANSION SYSTEMS","Condenser, DX, Air Cooled - Direct Drive, 1-1/2 ton, R-22","D303002: HVAC, COOLING GENERATING SYSTEMS, DIRECT EXPANSION SYSTEMS - Condenser, DX, Air Cooled - Direct Drive, 1-1/2 ton, R-22"]
[null,null,null,null,null,null,null,null,null,null,null,"23-17 19 11 21 17 11","Door Time Locks","23-17 19 11 21 17 11: Door Time Locks",null,null,20552,"D30 HVAC","D3030 COOLING GENERATING SYSTEMS","D303002 DIRECT EXPANSION SYSTEMS","Condenser, DX, Air Cooled - Direct Drive, 118 ton, R-22","D303002: HVAC, COOLING GENERATING SYSTEMS, DIRECT EXPANSION SYSTEMS - Condenser, DX, Air Cooled - Direct Drive, 118 ton, R-22"]
[null,null,null,null,null,null,null,null,null,null,null,"23-17 19 11 21 17 13","Door Time Delay Combination Locks","23-17 19 11 21 17 13: Door Time Delay Combination Locks",null,null,20537,"D30 HVAC","D3030 COOLING GENERATING SYSTEMS","D303002 DIRECT EXPANSION SYSTEMS","Condenser, DX, Air Cooled - Direct Drive, 12 ton, R-22","D303002: HVAC, COOLING GENERATING SYSTEMS, DIRECT EXPANSION SYSTEMS - Condenser, DX, Air Cooled - Direct Drive, 12 ton, R-22"]
[null,null,null,null,null,null,null,null,null,null,null,"23-17 19 11 21 19","Door Latches","23-17 19 11 21 19: Door Latches",null,null,20549,"D30 HVAC","D3030 COOLING GENERATING SYSTEMS","D303002 DIRECT EXPANSION SYSTEMS","Condenser, DX, Air Cooled - Direct Drive, 126 ton, R-22","D303002: HVAC, COOLING GENERATING SYSTEMS, DIRECT EXPANSION SYSTEMS - Condenser, DX, Air Cooled - Direct Drive, 126 ton, R-22"]
[null,null,null,null,null,null,null,null,null,null,null,"23-17 19 11 21 21","Door Mortise Locks","23-17 19 11 21 21: Door Mortise Locks",null,null,20535,"D30 HVAC","D3030 COOLING GENERATING SYSTEMS","D303002 DIRECT EXPANSION SYSTEMS","Condenser, DX, Air Cooled - Direct Drive, 136 ton, R-22","D303002: HVAC, COOLING GENERATING SYSTEMS, DIRECT EXPANSION SYSTEMS - Condenser, DX, Air Cooled - Direct Drive, 136 ton, R-22"]
[null,null,null,null,null,null,null,null,null,null,null,"23-17 19 11 21 21 11","Door Electric Mortise Locks","23-17 19 11 21 21 11: Door Electric Mortise Locks",null,null,20538,"D30 HVAC","D3030 COOLING GENERATING SYSTEMS","D303002 DIRECT EXPANSION SYSTEMS","Condenser, DX, Air Cooled - Direct Drive, 14 ton, R-22","D303002: HVAC, COOLING GENERATING SYSTEMS, DIRECT EXPANSION SYSTEMS - Condenser, DX, Air Cooled - Direct Drive, 14 ton, R-22"]
[null,null,null,null,null,null,null,null,null,null,null,"23-17 19 11 21 21 13","Door Electronic Mortise Locks","23-17 19 11 21 21 13: Door Electronic Mortise Locks",null,null,20551,"D30 HVAC","D3030 COOLING GENERATING SYSTEMS","D303002 DIRECT EXPANSION SYSTEMS","Condenser, DX, Air Cooled - Direct Drive, 142 ton, R-22","D303002: HVAC, COOLING GENERATING SYSTEMS, DIRECT EXPANSION SYSTEMS - Condenser, DX, Air Cooled - Direct Drive, 142 ton, R-22"]
[null,null,null,null,null,null,null,null,null,null,null,"23-17 19 11 21 23","Door Pin Tumbler Locks","23-17 19 11 21 23: Door Pin Tumbler Locks",null,null,20539,"D30 HVAC","D3030 COOLING GENERATING SYSTEMS","D303002 DIRECT EXPANSION SYSTEMS","Condenser, DX, Air Cooled - Direct Drive, 16 ton, R-22","D303002: HVAC, COOLING GENERATING SYSTEMS, DIRECT EXPANSION SYSTEMS - Condenser, DX, Air Cooled - Direct Drive, 16 ton, R-22"]
[null,null,null,null,null,null,null,null,null,null,null,"23-17 19 11 21 23 11","Door Tubular Pin Tumbler Locks","23-17 19 11 21 23 11: Door Tubular Pin Tumbler Locks",null,null,20565,"D30 HVAC","D3030 COOLING GENERATING SYSTEMS","D303002 DIRECT EXPANSION SYSTEMS","Condenser, DX, Air Cooled - Direct Drive, 2 ton, R-22","D303002: HVAC, COOLING GENERATING SYSTEMS, DIRECT EXPANSION SYSTEMS - Condenser, DX, Air Cooled - Direct Drive, 2 ton, R-22"]
[null,null,null,null,null,null,null,null,null,null,null,"23-17 19 11 21 25","Door Flush Bolts","23-17 19 11 21 25: Door Flush Bolts",null,null,20540,"D30 HVAC","D3030 COOLING GENERATING SYSTEMS","D303002 DIRECT EXPANSION SYSTEMS","Condenser, DX, Air Cooled - Direct Drive, 21 ton, R-22","D303002: HVAC, COOLING GENERATING SYSTEMS, DIRECT EXPANSION SYSTEMS - Condenser, DX, Air Cooled - Direct Drive, 21 ton, R-22"]
[null,null,null,null,null,null,null,null,null,null,null,"23-17 19 11 23","Door Cores","23-17 19 11 23: Door Cores",null,null,20541,"D30 HVAC","D3030 COOLING GENERATING SYSTEMS","D303002 DIRECT EXPANSION SYSTEMS","Condenser, DX, Air Cooled - Direct Drive, 26 ton, R-22","D303002: HVAC, COOLING GENERATING SYSTEMS, DIRECT EXPANSION SYSTEMS - Condenser, DX, Air Cooled - Direct Drive, 26 ton, R-22"]
[null,null,null,null,null,null,null,null,null,null,null,"23-17 19 11 25","Door Cylinders","23-17 19 11 25: Door Cylinders",null,null,20564,"D30 HVAC","D3030 COOLING GENERATING SYSTEMS","D303002 DIRECT EXPANSION SYSTEMS","Condenser, DX, Air Cooled - Direct Drive, 3 ton, R-22","D303002: HVAC, COOLING GENERATING SYSTEMS, DIRECT EXPANSION SYSTEMS - Condenser, DX, Air Cooled - Direct Drive, 3 ton, R-22"]
[null,null,null,null,null,null,null,null,null,null,null,"23-17 19 11 27","Door Key Control Systems","23-17 19 11 27: Door Key Control Systems",null,null,20542,"D30 HVAC","D3030 COOLING GENERATING SYSTEMS","D303002 DIRECT EXPANSION SYSTEMS","Condenser, DX, Air Cooled - Direct Drive, 30 ton, R-22","D303002: HVAC, COOLING GENERATING SYSTEMS, DIRECT EXPANSION SYSTEMS - Condenser, DX, Air Cooled - Direct Drive, 30 ton, R-22"]
[null,null,null,null,null,null,null,null,null,null,null,"23-17 19 11 29","Personnel Door Access","23-17 19 11 29: Personnel Door Access",null,null,20550,"D30 HVAC","D3030 COOLING GENERATING SYSTEMS","D303002 DIRECT EXPANSION SYSTEMS","Condenser, DX, Air Cooled - Direct Drive, 41 ton, R-22","D303002: HVAC, COOLING GENERATING SYSTEMS, DIRECT EXPANSION SYSTEMS - Condenser, DX, Air Cooled - Direct Drive, 41 ton, R-22"]
[null,null,null,null,null,null,null,null,null,null,null,"23-17 19 11 29 11","Door Position Switches","23-17 19 11 29 11: Door Position Switches",null,null,20555,"D30 HVAC","D3030 COOLING GENERATING SYSTEMS","D303002 DIRECT EXPANSION SYSTEMS","Condenser, DX, Air Cooled - Direct Drive, 5 ton, R-22","D303002: HVAC, COOLING GENERATING SYSTEMS, DIRECT EXPANSION SYSTEMS - Condenser, DX, Air Cooled - Direct Drive, 5 ton, R-22"]
[null,null,null,null,null,null,null,null,null,null,null,"23-17 19 11 29 13","Door Emergency Exit Panic Bars","23-17 19 11 29 13: Door Emergency Exit Panic Bars",null,null,20543,"D30 HVAC","D3030 COOLING GENERATING SYSTEMS","D303002 DIRECT EXPANSION SYSTEMS","Condenser, DX, Air Cooled - Direct Drive, 52 ton, R-22","D303002: HVAC, COOLING GENERATING SYSTEMS, DIRECT EXPANSION SYSTEMS - Condenser, DX, Air Cooled - Direct Drive, 52 ton, R-22"]
[null,null,null,null,null,null,null,null,null,null,null,"23-17 19 11 29 15","Door End of Line Devices","23-17 19 11 29 15: Door End of Line Devices",null,null,20554,"D30 HVAC","D3030 COOLING GENERATING SYSTEMS","D303002 DIRECT EXPANSION SYSTEMS","Condenser, DX, Air Cooled - Direct Drive, 63 ton, R-22","D303002: HVAC, COOLING GENERATING SYSTEMS, DIRECT EXPANSION SYSTEMS - Condenser, DX, Air Cooled - Direct Drive, 63 ton, R-22"]
[null,null,null,null,null,null,null,null,null,null,null,"23-17 19 11 29 17","Door Request to Exit Switches","23-17 19 11 29 17: Door Request to Exit Switches",null,null,20544,"D30 HVAC","D3030 COOLING GENERATING SYSTEMS","D303002 DIRECT EXPANSION SYSTEMS","Condenser, DX, Air Cooled - Direct Drive, 76 ton, R-22","D303002: HVAC, COOLING GENERATING SYSTEMS, DIRECT EXPANSION SYSTEMS - Condenser, DX, Air Cooled - Direct Drive, 76 ton, R-22"]
[null,null,null,null,null,null,null,null,null,null,null,"23-17 19 11 29 19","Personnel Access Door Keypads","23-17 19 11 29 19: Personnel Access Door Keypads",null,null,20548,"D30 HVAC","D3030 COOLING GENERATING SYSTEMS","D303002 DIRECT EXPANSION SYSTEMS","Condenser, DX, Air Cooled - Direct Drive, 8 ton, R-22","D303002: HVAC, COOLING GENERATING SYSTEMS, DIRECT EXPANSION SYSTEMS - Condenser, DX, Air Cooled - Direct Drive, 8 ton, R-22"]
[null,null,null,null,null,null,null,null,null,null,null,"23-17 19 11 29 19 11","Door Infrared Request to Exit Switches","23-17 19 11 29 19 11: Door Infrared Request to Exit Switches",null,null,20545,"D30 HVAC","D3030 COOLING GENERATING SYSTEMS","D303002 DIRECT EXPANSION SYSTEMS","Condenser, DX, Air Cooled - Direct Drive, 86 ton, R-22","D303002: HVAC, COOLING GENERATING SYSTEMS, DIRECT EXPANSION SYSTEMS - Condenser, DX, Air Cooled - Direct Drive, 86 ton, R-22"]
[null,null,null,null,null,null,null,null,null,null,null,"23-17 19 11 31","Automatic Door Controls and Operators","23-17 19 11 31: Automatic Door Controls and Operators",null,null,20546,"D30 HVAC","D3030 COOLING GENERATING SYSTEMS","D303002 DIRECT EXPANSION SYSTEMS","Condenser, DX, Air Cooled - Direct Drive, 97 ton, R-22","D303002: HVAC, COOLING GENERATING SYSTEMS, DIRECT EXPANSION SYSTEMS - Condenser, DX, Air Cooled - Direct Drive, 97 ton, R-22"]
[null,null,null,null,null,null,null,null,null,null,null,"23-17 19 11 31 11","Card Key Door Locking Hardware","23-17 19 11 31 11: Card Key Door Locking Hardware",null,null,21519,"D30 HVAC","D3030 COOLING GENERATING SYSTEMS","D303002 DIRECT EXPANSION SYSTEMS","Condenser, DX, Evaporative","D303002: HVAC, COOLING GENERATING SYSTEMS, DIRECT EXPANSION SYSTEMS - Condenser, DX, Evaporative"]
[null,null,null,null,null,null,null,null,null,null,null,"23-17 19 11 31 13","Electrical Door Locking Control","23-17 19 11 31 13: Electrical Door Locking Control",null,null,20532,"D30 HVAC","D3030 COOLING GENERATING SYSTEMS","D303002 DIRECT EXPANSION SYSTEMS","Condenser, DX, Evaporative - 10 ton, R-22","D303002: HVAC, COOLING GENERATING SYSTEMS, DIRECT EXPANSION SYSTEMS - Condenser, DX, Evaporative - 10 ton, R-22"]
[null,null,null,null,null,null,null,null,null,null,null,"23-17 19 11 31 15","Electromagnetic Door Holders","23-17 19 11 31 15: Electromagnetic Door Holders",null,null,20524,"D30 HVAC","D3030 COOLING GENERATING SYSTEMS","D303002 DIRECT EXPANSION SYSTEMS","Condenser, DX, Evaporative - 100 ton, R-22","D303002: HVAC, COOLING GENERATING SYSTEMS, DIRECT EXPANSION SYSTEMS - Condenser, DX, Evaporative - 100 ton, R-22"]
[null,null,null,null,null,null,null,null,null,null,null,"23-17 19 11 31 17","Sensors for Automatic Doors","23-17 19 11 31 17: Sensors for Automatic Doors",null,null,20523,"D30 HVAC","D3030 COOLING GENERATING SYSTEMS","D303002 DIRECT EXPANSION SYSTEMS","Condenser, DX, Evaporative - 110 ton, R-22","D303002: HVAC, COOLING GENERATING SYSTEMS, DIRECT EXPANSION SYSTEMS - Condenser, DX, Evaporative - 110 ton, R-22"]
[null,null,null,null,null,null,null,null,null,null,null,"23-17 19 11 33","Door Exiting Hardware","23-17 19 11 33: Door Exiting Hardware",null,null,20522,"D30 HVAC","D3030 COOLING GENERATING SYSTEMS","D303002 DIRECT EXPANSION SYSTEMS","Condenser, DX, Evaporative - 125 ton, R-22","D303002: HVAC, COOLING GENERATING SYSTEMS, DIRECT EXPANSION SYSTEMS - Condenser, DX, Evaporative - 125 ton, R-22"]
[null,null,null,null,null,null,null,null,null,null,null,"23-17 19 13","Hardware for Windows","23-17 19 13: Hardware for Windows",null,null,20521,"D30 HVAC","D3030 COOLING GENERATING SYSTEMS","D303002 DIRECT EXPANSION SYSTEMS","Condenser, DX, Evaporative - 135 ton, R-22","D303002: HVAC, COOLING GENERATING SYSTEMS, DIRECT EXPANSION SYSTEMS - Condenser, DX, Evaporative - 135 ton, R-22"]
[null,null,null,null,null,null,null,null,null,null,null,"23-17 19 13 11","Sliding Window Gear","23-17 19 13 11: Sliding Window Gear",null,null,20531,"D30 HVAC","D3030 COOLING GENERATING SYSTEMS","D303002 DIRECT EXPANSION SYSTEMS","Condenser, DX, Evaporative - 15 ton, R-22","D303002: HVAC, COOLING GENERATING SYSTEMS, DIRECT EXPANSION SYSTEMS - Condenser, DX, Evaporative - 15 ton, R-22"]
[null,null,null,null,null,null,null,null,null,null,null,"23-17 19 13 11 11","Horizontal Sliding Window Gear","23-17 19 13 11 11: Horizontal Sliding Window Gear",null,null,20520,"D30 HVAC","D3030 COOLING GENERATING SYSTEMS","D303002 DIRECT EXPANSION SYSTEMS","Condenser, DX, Evaporative - 150 ton, R-22","D303002: HVAC, COOLING GENERATING SYSTEMS, DIRECT EXPANSION SYSTEMS - Condenser, DX, Evaporative - 150 ton, R-22"]
[null,null,null,null,null,null,null,null,null,null,null,"23-17 19 13 11 13","Vertical Sliding Window Gear","23-17 19 13 11 13: Vertical Sliding Window Gear",null,null,20526,"D30 HVAC","D3030 COOLING GENERATING SYSTEMS","D303002 DIRECT EXPANSION SYSTEMS","Condenser, DX, Evaporative - 165 ton, R-22","D303002: HVAC, COOLING GENERATING SYSTEMS, DIRECT EXPANSION SYSTEMS - Condenser, DX, Evaporative - 165 ton, R-22"]
[null,null,null,null,null,null,null,null,null,null,null,"23-17 19 13 13","Horizontal Pivoting Window Gear","23-17 19 13 13: Horizontal Pivoting Window Gear",null,null,20525,"D30 HVAC","D3030 COOLING GENERATING SYSTEMS","D303002 DIRECT EXPANSION SYSTEMS","Condenser, DX, Evaporative - 185 ton, R-22","D303002: HVAC, COOLING GENERATING SYSTEMS, DIRECT EXPANSION SYSTEMS - Condenser, DX, Evaporative - 185 ton, R-22"]
[null,null,null,null,null,null,null,null,null,null,null,"23-17 19 13 15","Window Tilt and Turn Gear","23-17 19 13 15: Window Tilt and Turn Gear",null,null,20530,"D30 HVAC","D3030 COOLING GENERATING SYSTEMS","D303002 DIRECT EXPANSION SYSTEMS","Condenser, DX, Evaporative - 20 ton, R-22","D303002: HVAC, COOLING GENERATING SYSTEMS, DIRECT EXPANSION SYSTEMS - Condenser, DX, Evaporative - 20 ton, R-22"]
[null,null,null,null,null,null,null,null,null,null,null,"23-17 19 13 17","Louver Gear","23-17 19 13 17: Louver Gear",null,null,20529,"D30 HVAC","D3030 COOLING GENERATING SYSTEMS","D303002 DIRECT EXPANSION SYSTEMS","Condenser, DX, Evaporative - 25 ton, R-22","D303002: HVAC, COOLING GENERATING SYSTEMS, DIRECT EXPANSION SYSTEMS - Condenser, DX, Evaporative - 25 ton, R-22"]
[null,null,null,null,null,null,null,null,null,null,null,"23-17 19 13 19","Automatic Window Equipment","23-17 19 13 19: Automatic Window Equipment",null,null,20528,"D30 HVAC","D3030 COOLING GENERATING SYSTEMS","D303002 DIRECT EXPANSION SYSTEMS","Condenser, DX, Evaporative - 30 ton, R-22","D303002: HVAC, COOLING GENERATING SYSTEMS, DIRECT EXPANSION SYSTEMS - Condenser, DX, Evaporative - 30 ton, R-22"]
[null,null,null,null,null,null,null,null,null,null,null,"23-17 19 13 21","Window Barrier Locks","23-17 19 13 21: Window Barrier Locks",null,null,20519,"D30 HVAC","D3030 COOLING GENERATING SYSTEMS","D303002 DIRECT EXPANSION SYSTEMS","Condenser, DX, Evaporative - 40 ton, R-22","D303002: HVAC, COOLING GENERATING SYSTEMS, DIRECT EXPANSION SYSTEMS - Condenser, DX, Evaporative - 40 ton, R-22"]
[null,null,null,null,null,null,null,null,null,null,null,"23-17 19 13 21 11","Window Deadbolt Locks","23-17 19 13 21 11: Window Deadbolt Locks",null,null,20527,"D30 HVAC","D3030 COOLING GENERATING SYSTEMS","D303002 DIRECT EXPANSION SYSTEMS","Condenser, DX, Evaporative - 50 ton, R-22","D303002: HVAC, COOLING GENERATING SYSTEMS, DIRECT EXPANSION SYSTEMS - Condenser, DX, Evaporative - 50 ton, R-22"]
[null,null,null,null,null,null,null,null,null,null,null,"23-17 19 13 21 13","Window Latches","23-17 19 13 21 13: Window Latches",null,null,20534,"D30 HVAC","D3030 COOLING GENERATING SYSTEMS","D303002 DIRECT EXPANSION SYSTEMS","Condenser, DX, Evaporative - 65 ton, R-22","D303002: HVAC, COOLING GENERATING SYSTEMS, DIRECT EXPANSION SYSTEMS - Condenser, DX, Evaporative - 65 ton, R-22"]
[null,null,null,null,null,null,null,null,null,null,null,"23-17 19 13 21 15","Window Mortise Locks","23-17 19 13 21 15: Window Mortise Locks",null,null,20533,"D30 HVAC","D3030 COOLING GENERATING SYSTEMS","D303002 DIRECT EXPANSION SYSTEMS","Condenser, DX, Evaporative - 80 ton, R-22","D303002: HVAC, COOLING GENERATING SYSTEMS, DIRECT EXPANSION SYSTEMS - Condenser, DX, Evaporative - 80 ton, R-22"]
[null,null,null,null,null,null,null,null,null,null,null,"23-17 19 13 21 17","Window Flush Bolts","23-17 19 13 21 17: Window Flush Bolts",null,null,20518,"D30 HVAC","D3030 COOLING GENERATING SYSTEMS","D303002 DIRECT EXPANSION SYSTEMS","Condenser, DX, Evaporative - 90 ton, R-22","D303002: HVAC, COOLING GENERATING SYSTEMS, DIRECT EXPANSION SYSTEMS - Condenser, DX, Evaporative - 90 ton, R-22"]
[null,null,null,null,null,null,null,null,null,null,null,"23-17 19 13 23","Window Lifts","23-17 19 13 23: Window Lifts",null,null,21518,"D30 HVAC","D3030 COOLING GENERATING SYSTEMS","D303002 DIRECT EXPANSION SYSTEMS","Packaged DX Refrigerant System","D303002: HVAC, COOLING GENERATING SYSTEMS, DIRECT EXPANSION SYSTEMS - Packaged DX Refrigerant System"]
[null,null,null,null,null,null,null,null,null,null,null,"23-17 19 13 25","Window Operators","23-17 19 13 25: Window Operators",null,null,20505,"D30 HVAC","D3030 COOLING GENERATING SYSTEMS","D303002 DIRECT EXPANSION SYSTEMS","Packaged DX Refrigerant System - Air Cooled, 1.5 ton","D303002: HVAC, COOLING GENERATING SYSTEMS, DIRECT EXPANSION SYSTEMS - Packaged DX Refrigerant System - Air Cooled, 1.5 ton"]
[null,null,null,null,null,null,null,null,null,null,null,"23-17 19 13 25 11","Manual Surface Window Closers","23-17 19 13 25 11: Manual Surface Window Closers",null,null,20512,"D30 HVAC","D3030 COOLING GENERATING SYSTEMS","D303002 DIRECT EXPANSION SYSTEMS","Packaged DX Refrigerant System - Air Cooled, 10 ton","D303002: HVAC, COOLING GENERATING SYSTEMS, DIRECT EXPANSION SYSTEMS - Packaged DX Refrigerant System - Air Cooled, 10 ton"]
[null,null,null,null,null,null,null,null,null,null,null,"23-17 19 13 25 13 11","Manual Concealed Overhead Window Closers","23-17 19 13 25 13 11: Manual Concealed Overhead Window Closers",null,null,20492,"D30 HVAC","D3030 COOLING GENERATING SYSTEMS","D303002 DIRECT EXPANSION SYSTEMS","Packaged DX Refrigerant System - Air Cooled, 100 ton","D303002: HVAC, COOLING GENERATING SYSTEMS, DIRECT EXPANSION SYSTEMS - Packaged DX Refrigerant System - Air Cooled, 100 ton"]
[null,null,null,null,null,null,null,null,null,null,null,"23-17 19 13 25 15 11","Power Operator Surface Window Closers","23-17 19 13 25 15 11: Power Operator Surface Window Closers",null,null,20513,"D30 HVAC","D3030 COOLING GENERATING SYSTEMS","D303002 DIRECT EXPANSION SYSTEMS","Packaged DX Refrigerant System - Air Cooled, 11 ton","D303002: HVAC, COOLING GENERATING SYSTEMS, DIRECT EXPANSION SYSTEMS - Packaged DX Refrigerant System - Air Cooled, 11 ton"]
[null,null,null,null,null,null,null,null,null,null,null,"23-17 19 13 25 17 11","Power Operator Concealed Overhead Window Closers","23-17 19 13 25 17 11: Power Operator Concealed Overhead Window Closers",null,null,20514,"D30 HVAC","D3030 COOLING GENERATING SYSTEMS","D303002 DIRECT EXPANSION SYSTEMS","Packaged DX Refrigerant System - Air Cooled, 15 ton","D303002: HVAC, COOLING GENERATING SYSTEMS, DIRECT EXPANSION SYSTEMS - Packaged DX Refrigerant System - Air Cooled, 15 ton"]
[null,null,null,null,null,null,null,null,null,null,null,"23-17 19 15","Weatherstripping and Seals","23-17 19 15: Weatherstripping and Seals",null,null,20506,"D30 HVAC","D3030 COOLING GENERATING SYSTEMS","D303002 DIRECT EXPANSION SYSTEMS","Packaged DX Refrigerant System - Air Cooled, 2 ton","D303002: HVAC, COOLING GENERATING SYSTEMS, DIRECT EXPANSION SYSTEMS - Packaged DX Refrigerant System - Air Cooled, 2 ton"]
[null,null,null,null,null,null,null,null,null,null,null,"23-17 19 15 11","Door Weatherstripping and Seals","23-17 19 15 11: Door Weatherstripping and Seals",null,null,20507,"D30 HVAC","D3030 COOLING GENERATING SYSTEMS","D303002 DIRECT EXPANSION SYSTEMS","Packaged DX Refrigerant System - Air Cooled, 2.5 ton","D303002: HVAC, COOLING GENERATING SYSTEMS, DIRECT EXPANSION SYSTEMS - Packaged DX Refrigerant System - Air Cooled, 2.5 ton"]
[null,null,null,null,null,null,null,null,null,null,null,"23-17 19 15 11 11","Acoustic Seals","23-17 19 15 11 11: Acoustic Seals",null,null,20515,"D30 HVAC","D3030 COOLING GENERATING SYSTEMS","D303002 DIRECT EXPANSION SYSTEMS","Packaged DX Refrigerant System - Air Cooled, 20 ton","D303002: HVAC, COOLING GENERATING SYSTEMS, DIRECT EXPANSION SYSTEMS - Packaged DX Refrigerant System - Air Cooled, 20 ton"]
[null,null,null,null,null,null,null,null,null,null,null,"23-17 19 15 11 13","Astragals","23-17 19 15 11 13: Astragals",null,null,20516,"D30 HVAC","D3030 COOLING GENERATING SYSTEMS","D303002 DIRECT EXPANSION SYSTEMS","Packaged DX Refrigerant System - Air Cooled, 25 ton","D303002: HVAC, COOLING GENERATING SYSTEMS, DIRECT EXPANSION SYSTEMS - Packaged DX Refrigerant System - Air Cooled, 25 ton"]
[null,null,null,null,null,null,null,null,null,null,null,"23-17 19 15 11 15","Perimeter Gasketing","23-17 19 15 11 15: Perimeter Gasketing",null,null,20508,"D30 HVAC","D3030 COOLING GENERATING SYSTEMS","D303002 DIRECT EXPANSION SYSTEMS","Packaged DX Refrigerant System - Air Cooled, 3 ton","D303002: HVAC, COOLING GENERATING SYSTEMS, DIRECT EXPANSION SYSTEMS - Packaged DX Refrigerant System - Air Cooled, 3 ton"]
[null,null,null,null,null,null,null,null,null,null,null,"23-17 19 15 13","Thresholds","23-17 19 15 13: Thresholds",null,null,20517,"D30 HVAC","D3030 COOLING GENERATING SYSTEMS","D303002 DIRECT EXPANSION SYSTEMS","Packaged DX Refrigerant System - Air Cooled, 3.5 ton","D303002: HVAC, COOLING GENERATING SYSTEMS, DIRECT EXPANSION SYSTEMS - Packaged DX Refrigerant System - Air Cooled, 3.5 ton"]
[null,null,null,null,null,null,null,null,null,null,null,"23-17 19 15 15","Window Weatherstripping and Seals","23-17 19 15 15: Window Weatherstripping and Seals",null,null,20500,"D30 HVAC","D3030 COOLING GENERATING SYSTEMS","D303002 DIRECT EXPANSION SYSTEMS","Packaged DX Refrigerant System - Air Cooled, 30 ton","D303002: HVAC, COOLING GENERATING SYSTEMS, DIRECT EXPANSION SYSTEMS - Packaged DX Refrigerant System - Air Cooled, 30 ton"]
[null,null,null,null,null,null,null,null,null,null,null,"23-17 19 17","Other Openings Hardware","23-17 19 17: Other Openings Hardware",null,null,20509,"D30 HVAC","D3030 COOLING GENERATING SYSTEMS","D303002 DIRECT EXPANSION SYSTEMS","Packaged DX Refrigerant System - Air Cooled, 4 ton","D303002: HVAC, COOLING GENERATING SYSTEMS, DIRECT EXPANSION SYSTEMS - Packaged DX Refrigerant System - Air Cooled, 4 ton"]
[null,null,null,null,null,null,null,null,null,null,null,"23-17 19 17 11","Door Stops","23-17 19 17 11: Door Stops",null,null,20503,"D30 HVAC","D3030 COOLING GENERATING SYSTEMS","D303002 DIRECT EXPANSION SYSTEMS","Packaged DX Refrigerant System - Air Cooled, 40 ton","D303002: HVAC, COOLING GENERATING SYSTEMS, DIRECT EXPANSION SYSTEMS - Packaged DX Refrigerant System - Air Cooled, 40 ton"]
[null,null,null,null,null,null,null,null,null,null,null,"23-17 21 11","Exterior Protection of Openings","23-17 21 11: Exterior Protection of Openings",null,null,20502,"D30 HVAC","D3030 COOLING GENERATING SYSTEMS","D303002 DIRECT EXPANSION SYSTEMS","Packaged DX Refrigerant System - Air Cooled, 5 Ton","D303002: HVAC, COOLING GENERATING SYSTEMS, DIRECT EXPANSION SYSTEMS - Packaged DX Refrigerant System - Air Cooled, 5 Ton"]
[null,null,null,null,null,null,null,null,null,null,null,"23-17 21 11 11","Projecting Screens","23-17 21 11 11: Projecting Screens",null,null,20504,"D30 HVAC","D3030 COOLING GENERATING SYSTEMS","D303002 DIRECT EXPANSION SYSTEMS","Packaged DX Refrigerant System - Air Cooled, 50 ton","D303002: HVAC, COOLING GENERATING SYSTEMS, DIRECT EXPANSION SYSTEMS - Packaged DX Refrigerant System - Air Cooled, 50 ton"]
[null,null,null,null,null,null,null,null,null,null,null,"23-17 21 11 11 11","Solid Canopies","23-17 21 11 11 11: Solid Canopies",null,null,20489,"D30 HVAC","D3030 COOLING GENERATING SYSTEMS","D303002 DIRECT EXPANSION SYSTEMS","Packaged DX Refrigerant System - Air Cooled, 60 ton","D303002: HVAC, COOLING GENERATING SYSTEMS, DIRECT EXPANSION SYSTEMS - Packaged DX Refrigerant System - Air Cooled, 60 ton"]
[null,null,null,null,null,null,null,null,null,null,null,"23-17 21 11 11 13","Louvered Canopies","23-17 21 11 11 13: Louvered Canopies",null,null,20510,"D30 HVAC","D3030 COOLING GENERATING SYSTEMS","D303002 DIRECT EXPANSION SYSTEMS","Packaged DX Refrigerant System - Air Cooled, 7.5 ton","D303002: HVAC, COOLING GENERATING SYSTEMS, DIRECT EXPANSION SYSTEMS - Packaged DX Refrigerant System - Air Cooled, 7.5 ton"]
[null,null,null,null,null,null,null,null,null,null,null,"23-17 21 11 11 15","Solid Vertical Fins","23-17 21 11 11 15: Solid Vertical Fins",null,null,20490,"D30 HVAC","D3030 COOLING GENERATING SYSTEMS","D303002 DIRECT EXPANSION SYSTEMS","Packaged DX Refrigerant System - Air Cooled, 75 ton","D303002: HVAC, COOLING GENERATING SYSTEMS, DIRECT EXPANSION SYSTEMS - Packaged DX Refrigerant System - Air Cooled, 75 ton"]
[null,null,null,null,null,null,null,null,null,null,null,"23-17 21 11 11 17","Louvered Vertical Fins","23-17 21 11 11 17: Louvered Vertical Fins",null,null,20511,"D30 HVAC","D3030 COOLING GENERATING SYSTEMS","D303002 DIRECT EXPANSION SYSTEMS","Packaged DX Refrigerant System - Air Cooled, 8.5 ton","D303002: HVAC, COOLING GENERATING SYSTEMS, DIRECT EXPANSION SYSTEMS - Packaged DX Refrigerant System - Air Cooled, 8.5 ton"]
[null,null,null,null,null,null,null,null,null,null,null,"23-17 21 11 11 19","Manual Awnings","23-17 21 11 11 19: Manual Awnings",null,null,20491,"D30 HVAC","D3030 COOLING GENERATING SYSTEMS","D303002 DIRECT EXPANSION SYSTEMS","Packaged DX Refrigerant System - Air Cooled, 80 ton","D303002: HVAC, COOLING GENERATING SYSTEMS, DIRECT EXPANSION SYSTEMS - Packaged DX Refrigerant System - Air Cooled, 80 ton"]
[null,null,null,null,null,null,null,null,null,null,null,"23-17 21 11 11 21","Powered Awnings","23-17 21 11 11 21: Powered Awnings",null,null,20494,"D30 HVAC","D3030 COOLING GENERATING SYSTEMS","D303002 DIRECT EXPANSION SYSTEMS","Packaged DX Refrigerant System - Water Cooled, 10 ton","D303002: HVAC, COOLING GENERATING SYSTEMS, DIRECT EXPANSION SYSTEMS - Packaged DX Refrigerant System - Water Cooled, 10 ton"]
[null,null,null,null,null,null,null,null,null,null,null,"23-17 21 11 13","Exterior Shutters","23-17 21 11 13: Exterior Shutters",null,null,20499,"D30 HVAC","D3030 COOLING GENERATING SYSTEMS","D303002 DIRECT EXPANSION SYSTEMS","Packaged DX Refrigerant System - Water Cooled, 100 ton","D303002: HVAC, COOLING GENERATING SYSTEMS, DIRECT EXPANSION SYSTEMS - Packaged DX Refrigerant System - Water Cooled, 100 ton"]
[null,null,null,null,null,null,null,null,null,null,null,"23-17 21 11 13 11","Folding Exterior Shutters","23-17 21 11 13 11: Folding Exterior Shutters",null,null,20488,"D30 HVAC","D3030 COOLING GENERATING SYSTEMS","D303002 DIRECT EXPANSION SYSTEMS","Packaged DX Refrigerant System - Water Cooled, 120 ton","D303002: HVAC, COOLING GENERATING SYSTEMS, DIRECT EXPANSION SYSTEMS - Packaged DX Refrigerant System - Water Cooled, 120 ton"]
[null,null,null,null,null,null,null,null,null,null,null,"23-17 21 11 13 13","Shutter Components ","23-17 21 11 13 13: Shutter Components ",null,null,20495,"D30 HVAC","D3030 COOLING GENERATING SYSTEMS","D303002 DIRECT EXPANSION SYSTEMS","Packaged DX Refrigerant System - Water Cooled, 15 ton","D303002: HVAC, COOLING GENERATING SYSTEMS, DIRECT EXPANSION SYSTEMS - Packaged DX Refrigerant System - Water Cooled, 15 ton"]
[null,null,null,null,null,null,null,null,null,null,null,"23-17 21 11 13 13 11","Roller Shutter Gear","23-17 21 11 13 13 11: Roller Shutter Gear",null,null,20496,"D30 HVAC","D3030 COOLING GENERATING SYSTEMS","D303002 DIRECT EXPANSION SYSTEMS","Packaged DX Refrigerant System - Water Cooled, 20 ton","D303002: HVAC, COOLING GENERATING SYSTEMS, DIRECT EXPANSION SYSTEMS - Packaged DX Refrigerant System - Water Cooled, 20 ton"]
[null,null,null,null,null,null,null,null,null,null,null,"23-17 21 11 13 13 13","Roller Shutter Sections","23-17 21 11 13 13 13: Roller Shutter Sections",null,null,20501,"D30 HVAC","D3030 COOLING GENERATING SYSTEMS","D303002 DIRECT EXPANSION SYSTEMS","Packaged DX Refrigerant System - Water Cooled, 30 ton","D303002: HVAC, COOLING GENERATING SYSTEMS, DIRECT EXPANSION SYSTEMS - Packaged DX Refrigerant System - Water Cooled, 30 ton"]
[null,null,null,null,null,null,null,null,null,null,null,"23-17 21 11 13 13 15","Roller Shutter Casings","23-17 21 11 13 13 15: Roller Shutter Casings",null,null,20497,"D30 HVAC","D3030 COOLING GENERATING SYSTEMS","D303002 DIRECT EXPANSION SYSTEMS","Packaged DX Refrigerant System - Water Cooled, 40 ton","D303002: HVAC, COOLING GENERATING SYSTEMS, DIRECT EXPANSION SYSTEMS - Packaged DX Refrigerant System - Water Cooled, 40 ton"]
[null,null,null,null,null,null,null,null,null,null,null,"23-17 21 11 13 15","Sliding Exterior Shutters","23-17 21 11 13 15: Sliding Exterior Shutters",null,null,20493,"D30 HVAC","D3030 COOLING GENERATING SYSTEMS","D303002 DIRECT EXPANSION SYSTEMS","Packaged DX Refrigerant System - Water Cooled, 5 Ton","D303002: HVAC, COOLING GENERATING SYSTEMS, DIRECT EXPANSION SYSTEMS - Packaged DX Refrigerant System - Water Cooled, 5 Ton"]
[null,null,null,null,null,null,null,null,null,null,null,"23-17 21 11 13 17","Swinging Exterior Shutters","23-17 21 11 13 17: Swinging Exterior Shutters",null,null,20487,"D30 HVAC","D3030 COOLING GENERATING SYSTEMS","D303002 DIRECT EXPANSION SYSTEMS","Packaged DX Refrigerant System - Water Cooled, 60 ton","D303002: HVAC, COOLING GENERATING SYSTEMS, DIRECT EXPANSION SYSTEMS - Packaged DX Refrigerant System - Water Cooled, 60 ton"]
[null,null,null,null,null,null,null,null,null,null,null,"23-17 21 11 13 19","Coiling Exterior Shutters","23-17 21 11 13 19: Coiling Exterior Shutters",null,null,20498,"D30 HVAC","D3030 COOLING GENERATING SYSTEMS","D303002 DIRECT EXPANSION SYSTEMS","Packaged DX Refrigerant System - Water Cooled, 80 ton","D303002: HVAC, COOLING GENERATING SYSTEMS, DIRECT EXPANSION SYSTEMS - Packaged DX Refrigerant System - Water Cooled, 80 ton"]
[null,null,null,null,null,null,null,null,null,null,null,"23-17 21 11 15","Exterior Louvers and Grilles","23-17 21 11 15: Exterior Louvers and Grilles",null,null,40096,"D30 HVAC","D3030 COOLING GENERATING SYSTEMS","D303002 DIRECT EXPANSION SYSTEMS","Rooftop Air Conditioning Unit","D303002: HVAC, COOLING GENERATING SYSTEMS, DIRECT EXPANSION SYSTEMS - Rooftop Air Conditioning Unit"]
[null,null,null,null,null,null,null,null,null,null,null,"23-17 21 11 15 11","Fixed Exterior Louvers and Grilles","23-17 21 11 15 11: Fixed Exterior Louvers and Grilles",null,null,40112,"D30 HVAC","D3030 COOLING GENERATING SYSTEMS","D303002 DIRECT EXPANSION SYSTEMS","Rooftop Air Conditioning Unit - multizone, electric cool, gas heat","D303002: HVAC, COOLING GENERATING SYSTEMS, DIRECT EXPANSION SYSTEMS - Rooftop Air Conditioning Unit - multizone, electric cool, gas heat"]
[null,null,null,null,null,null,null,null,null,null,null,"23-17 21 11 15 13","Roller Exterior Louvers and Grilles","23-17 21 11 15 13: Roller Exterior Louvers and Grilles",null,null,40123,"D30 HVAC","D3030 COOLING GENERATING SYSTEMS","D303002 DIRECT EXPANSION SYSTEMS","Rooftop Air Conditioning Unit - multizone, electric cool, gas heat, 105 ton cooling","D303002: HVAC, COOLING GENERATING SYSTEMS, DIRECT EXPANSION SYSTEMS - Rooftop Air Conditioning Unit - multizone, electric cool, gas heat, 105 ton cooling"]
[null,null,null,null,null,null,null,null,null,null,null,"23-17 21 11 15 15","Sliding Exterior Louvers and Grilles","23-17 21 11 15 15: Sliding Exterior Louvers and Grilles",null,null,40113,"D30 HVAC","D3030 COOLING GENERATING SYSTEMS","D303002 DIRECT EXPANSION SYSTEMS","Rooftop Air Conditioning Unit - multizone, electric cool, gas heat, 15 ton cooling","D303002: HVAC, COOLING GENERATING SYSTEMS, DIRECT EXPANSION SYSTEMS - Rooftop Air Conditioning Unit - multizone, electric cool, gas heat, 15 ton cooling"]
[null,null,null,null,null,null,null,null,null,null,null,"23-17 21 11 17","Storm Panels","23-17 21 11 17: Storm Panels",null,null,40114,"D30 HVAC","D3030 COOLING GENERATING SYSTEMS","D303002 DIRECT EXPANSION SYSTEMS","Rooftop Air Conditioning Unit - multizone, electric cool, gas heat, 20 ton cooling","D303002: HVAC, COOLING GENERATING SYSTEMS, DIRECT EXPANSION SYSTEMS - Rooftop Air Conditioning Unit - multizone, electric cool, gas heat, 20 ton cooling"]
[null,null,null,null,null,null,null,null,null,null,null,"23-17 21 11 17 11","Demountable Storm Panels","23-17 21 11 17 11: Demountable Storm Panels",null,null,40115,"D30 HVAC","D3030 COOLING GENERATING SYSTEMS","D303002 DIRECT EXPANSION SYSTEMS","Rooftop Air Conditioning Unit - multizone, electric cool, gas heat, 25 ton cooling","D303002: HVAC, COOLING GENERATING SYSTEMS, DIRECT EXPANSION SYSTEMS - Rooftop Air Conditioning Unit - multizone, electric cool, gas heat, 25 ton cooling"]
[null,null,null,null,null,null,null,null,null,null,null,"23-17 21 11 17 13","Movable Storm Panels","23-17 21 11 17 13: Movable Storm Panels",null,null,40116,"D30 HVAC","D3030 COOLING GENERATING SYSTEMS","D303002 DIRECT EXPANSION SYSTEMS","Rooftop Air Conditioning Unit - multizone, electric cool, gas heat, 28 ton cooling","D303002: HVAC, COOLING GENERATING SYSTEMS, DIRECT EXPANSION SYSTEMS - Rooftop Air Conditioning Unit - multizone, electric cool, gas heat, 28 ton cooling"]
[null,null,null,null,null,null,null,null,null,null,null,"23-17 21 13","Interior Window Treatment","23-17 21 13: Interior Window Treatment",null,null,40117,"D30 HVAC","D3030 COOLING GENERATING SYSTEMS","D303002 DIRECT EXPANSION SYSTEMS","Rooftop Air Conditioning Unit - multizone, electric cool, gas heat, 30 ton cooling","D303002: HVAC, COOLING GENERATING SYSTEMS, DIRECT EXPANSION SYSTEMS - Rooftop Air Conditioning Unit - multizone, electric cool, gas heat, 30 ton cooling"]
[null,null,null,null,null,null,null,null,null,null,null,"23-17 21 13 11","Window Blinds","23-17 21 13 11: Window Blinds",null,null,40118,"D30 HVAC","D3030 COOLING GENERATING SYSTEMS","D303002 DIRECT EXPANSION SYSTEMS","Rooftop Air Conditioning Unit - multizone, electric cool, gas heat, 40 ton cooling","D303002: HVAC, COOLING GENERATING SYSTEMS, DIRECT EXPANSION SYSTEMS - Rooftop Air Conditioning Unit - multizone, electric cool, gas heat, 40 ton cooling"]
[null,null,null,null,null,null,null,null,null,null,null,"23-17 21 13 11 11","Horizontal Window Blinds","23-17 21 13 11 11: Horizontal Window Blinds",null,null,40119,"D30 HVAC","D3030 COOLING GENERATING SYSTEMS","D303002 DIRECT EXPANSION SYSTEMS","Rooftop Air Conditioning Unit - multizone, electric cool, gas heat, 50 ton cooling","D303002: HVAC, COOLING GENERATING SYSTEMS, DIRECT EXPANSION SYSTEMS - Rooftop Air Conditioning Unit - multizone, electric cool, gas heat, 50 ton cooling"]
[null,null,null,null,null,null,null,null,null,null,null,"23-17 21 13 11 13","Vertical Window Blinds","23-17 21 13 11 13: Vertical Window Blinds",null,null,40120,"D30 HVAC","D3030 COOLING GENERATING SYSTEMS","D303002 DIRECT EXPANSION SYSTEMS","Rooftop Air Conditioning Unit - multizone, electric cool, gas heat, 70 ton cooling","D303002: HVAC, COOLING GENERATING SYSTEMS, DIRECT EXPANSION SYSTEMS - Rooftop Air Conditioning Unit - multizone, electric cool, gas heat, 70 ton cooling"]
[null,null,null,null,null,null,null,null,null,null,null,"23-17 21 13 11 15","Window Blind Components","23-17 21 13 11 15: Window Blind Components",null,null,40121,"D30 HVAC","D3030 COOLING GENERATING SYSTEMS","D303002 DIRECT EXPANSION SYSTEMS","Rooftop Air Conditioning Unit - multizone, electric cool, gas heat, 80 ton cooling","D303002: HVAC, COOLING GENERATING SYSTEMS, DIRECT EXPANSION SYSTEMS - Rooftop Air Conditioning Unit - multizone, electric cool, gas heat, 80 ton cooling"]
[null,null,null,null,null,null,null,null,null,null,null,"23-17 21 13 11 15 11","Window Slats","23-17 21 13 11 15 11: Window Slats",null,null,40122,"D30 HVAC","D3030 COOLING GENERATING SYSTEMS","D303002 DIRECT EXPANSION SYSTEMS","Rooftop Air Conditioning Unit - multizone, electric cool, gas heat, 90 ton cooling","D303002: HVAC, COOLING GENERATING SYSTEMS, DIRECT EXPANSION SYSTEMS - Rooftop Air Conditioning Unit - multizone, electric cool, gas heat, 90 ton cooling"]
[null,null,null,null,null,null,null,null,null,null,null,"23-17 21 13 11 15 13","Window Vanes","23-17 21 13 11 15 13: Window Vanes",null,null,40097,"D30 HVAC","D3030 COOLING GENERATING SYSTEMS","D303002 DIRECT EXPANSION SYSTEMS","Rooftop Air Conditioning Unit - single zone, electric cool, gas heat","D303002: HVAC, COOLING GENERATING SYSTEMS, DIRECT EXPANSION SYSTEMS - Rooftop Air Conditioning Unit - single zone, electric cool, gas heat"]
[null,null,null,null,null,null,null,null,null,null,null,"23-17 21 13 11 15 15","Blinds Hardware","23-17 21 13 11 15 15: Blinds Hardware",null,null,40104,"D30 HVAC","D3030 COOLING GENERATING SYSTEMS","D303002 DIRECT EXPANSION SYSTEMS","Rooftop Air Conditioning Unit - single zone, electric cool, gas heat, 10 ton cooling","D303002: HVAC, COOLING GENERATING SYSTEMS, DIRECT EXPANSION SYSTEMS - Rooftop Air Conditioning Unit - single zone, electric cool, gas heat, 10 ton cooling"]
[null,null,null,null,null,null,null,null,null,null,null,"23-17 21 13 13","Curtains and Drapes","23-17 21 13 13: Curtains and Drapes",null,null,40105,"D30 HVAC","D3030 COOLING GENERATING SYSTEMS","D303002 DIRECT EXPANSION SYSTEMS","Rooftop Air Conditioning Unit - single zone, electric cool, gas heat, 12.5 ton cooling","D303002: HVAC, COOLING GENERATING SYSTEMS, DIRECT EXPANSION SYSTEMS - Rooftop Air Conditioning Unit - single zone, electric cool, gas heat, 12.5 ton cooling"]
[null,null,null,null,null,null,null,null,null,null,null,"23-17 21 13 13 11","Drapery Tracks","23-17 21 13 13 11: Drapery Tracks",null,null,40106,"D30 HVAC","D3030 COOLING GENERATING SYSTEMS","D303002 DIRECT EXPANSION SYSTEMS","Rooftop Air Conditioning Unit - single zone, electric cool, gas heat, 15 ton cooling","D303002: HVAC, COOLING GENERATING SYSTEMS, DIRECT EXPANSION SYSTEMS - Rooftop Air Conditioning Unit - single zone, electric cool, gas heat, 15 ton cooling"]
[null,null,null,null,null,null,null,null,null,null,null,"23-17 21 13 15","Window Interior Shutters","23-17 21 13 15: Window Interior Shutters",null,null,40107,"D30 HVAC","D3030 COOLING GENERATING SYSTEMS","D303002 DIRECT EXPANSION SYSTEMS","Rooftop Air Conditioning Unit - single zone, electric cool, gas heat, 18 ton cooling","D303002: HVAC, COOLING GENERATING SYSTEMS, DIRECT EXPANSION SYSTEMS - Rooftop Air Conditioning Unit - single zone, electric cool, gas heat, 18 ton cooling"]
[null,null,null,null,null,null,null,null,null,null,null,"23-17 21 13 17","Window Shades","23-17 21 13 17: Window Shades",null,null,40098,"D30 HVAC","D3030 COOLING GENERATING SYSTEMS","D303002 DIRECT EXPANSION SYSTEMS","Rooftop Air Conditioning Unit - single zone, electric cool, gas heat, 2 ton cooling","D303002: HVAC, COOLING GENERATING SYSTEMS, DIRECT EXPANSION SYSTEMS - Rooftop Air Conditioning Unit - single zone, electric cool, gas heat, 2 ton cooling"]
[null,null,null,null,null,null,null,null,null,null,null,"23-17 21 13 17 11","Cellular/Pleated Shades","23-17 21 13 17 11: Cellular/Pleated Shades",null,null,40108,"D30 HVAC","D3030 COOLING GENERATING SYSTEMS","D303002 DIRECT EXPANSION SYSTEMS","Rooftop Air Conditioning Unit - single zone, electric cool, gas heat, 20 ton cooling","D303002: HVAC, COOLING GENERATING SYSTEMS, DIRECT EXPANSION SYSTEMS - Rooftop Air Conditioning Unit - single zone, electric cool, gas heat, 20 ton cooling"]
[null,null,null,null,null,null,null,null,null,null,null,"23-17 21 13 17 13","Roller Shades","23-17 21 13 17 13: Roller Shades",null,null,40109,"D30 HVAC","D3030 COOLING GENERATING SYSTEMS","D303002 DIRECT EXPANSION SYSTEMS","Rooftop Air Conditioning Unit - single zone, electric cool, gas heat, 25 ton cooling","D303002: HVAC, COOLING GENERATING SYSTEMS, DIRECT EXPANSION SYSTEMS - Rooftop Air Conditioning Unit - single zone, electric cool, gas heat, 25 ton cooling"]
[null,null,null,null,null,null,null,null,null,null,null,"23-17 21 15","Fire and Smoke Shutters and Curtains","23-17 21 15: Fire and Smoke Shutters and Curtains",null,null,40099,"D30 HVAC","D3030 COOLING GENERATING SYSTEMS","D303002 DIRECT EXPANSION SYSTEMS","Rooftop Air Conditioning Unit - single zone, electric cool, gas heat, 3 ton cooling","D303002: HVAC, COOLING GENERATING SYSTEMS, DIRECT EXPANSION SYSTEMS - Rooftop Air Conditioning Unit - single zone, electric cool, gas heat, 3 ton cooling"]
[null,null,null,null,null,null,null,null,null,null,null,"23-17 21 15 11","Fire Shutters","23-17 21 15 11: Fire Shutters",null,null,40110,"D30 HVAC","D3030 COOLING GENERATING SYSTEMS","D303002 DIRECT EXPANSION SYSTEMS","Rooftop Air Conditioning Unit - single zone, electric cool, gas heat, 30 ton cooling","D303002: HVAC, COOLING GENERATING SYSTEMS, DIRECT EXPANSION SYSTEMS - Rooftop Air Conditioning Unit - single zone, electric cool, gas heat, 30 ton cooling"]
[null,null,null,null,null,null,null,null,null,null,null,"23-17 21 15 11 11","Vertical Fire Shutters","23-17 21 15 11 11: Vertical Fire Shutters",null,null,40100,"D30 HVAC","D3030 COOLING GENERATING SYSTEMS","D303002 DIRECT EXPANSION SYSTEMS","Rooftop Air Conditioning Unit - single zone, electric cool, gas heat, 4 ton cooling","D303002: HVAC, COOLING GENERATING SYSTEMS, DIRECT EXPANSION SYSTEMS - Rooftop Air Conditioning Unit - single zone, electric cool, gas heat, 4 ton cooling"]
[null,null,null,null,null,null,null,null,null,null,null,"23-17 21 15 11 13","Horizontal Fire Shutters","23-17 21 15 11 13: Horizontal Fire Shutters",null,null,40111,"D30 HVAC","D3030 COOLING GENERATING SYSTEMS","D303002 DIRECT EXPANSION SYSTEMS","Rooftop Air Conditioning Unit - single zone, electric cool, gas heat, 40 ton cooling","D303002: HVAC, COOLING GENERATING SYSTEMS, DIRECT EXPANSION SYSTEMS - Rooftop Air Conditioning Unit - single zone, electric cool, gas heat, 40 ton cooling"]
[null,null,null,null,null,null,null,null,null,null,null,"23-17 21 15 13","Smoke Curtains ","23-17 21 15 13: Smoke Curtains ",null,null,40101,"D30 HVAC","D3030 COOLING GENERATING SYSTEMS","D303002 DIRECT EXPANSION SYSTEMS","Rooftop Air Conditioning Unit - single zone, electric cool, gas heat, 5 ton cooling","D303002: HVAC, COOLING GENERATING SYSTEMS, DIRECT EXPANSION SYSTEMS - Rooftop Air Conditioning Unit - single zone, electric cool, gas heat, 5 ton cooling"]
[null,null,null,null,null,null,null,null,null,null,null,"23-17 21 15 13 11","Water Spray Smoke Curtains","23-17 21 15 13 11: Water Spray Smoke Curtains",null,null,40102,"D30 HVAC","D3030 COOLING GENERATING SYSTEMS","D303002 DIRECT EXPANSION SYSTEMS","Rooftop Air Conditioning Unit - single zone, electric cool, gas heat, 6 ton cooling","D303002: HVAC, COOLING GENERATING SYSTEMS, DIRECT EXPANSION SYSTEMS - Rooftop Air Conditioning Unit - single zone, electric cool, gas heat, 6 ton cooling"]
[null,null,null,null,null,null,null,null,null,null,null,"23-17 21 15 15","Smoke Shutters","23-17 21 15 15: Smoke Shutters",null,null,40103,"D30 HVAC","D3030 COOLING GENERATING SYSTEMS","D303002 DIRECT EXPANSION SYSTEMS","Rooftop Air Conditioning Unit - single zone, electric cool, gas heat, 7.5 ton cooling","D303002: HVAC, COOLING GENERATING SYSTEMS, DIRECT EXPANSION SYSTEMS - Rooftop Air Conditioning Unit - single zone, electric cool, gas heat, 7.5 ton cooling"]
[null,null,null,null,null,null,null,null,null,null,null,"23-17 21 17","Insect Screens","23-17 21 17: Insect Screens",null,null,41210,"D30 HVAC","D3030 COOLING GENERATING SYSTEMS","D303090 OTHER COOLING GENERATING SYSTEMS","General","D303090: HVAC, COOLING GENERATING SYSTEMS, OTHER COOLING GENERATING SYSTEMS - General"]
[null,null,null,null,null,null,null,null,null,null,null,"23-17 21 17 11","Complete Insect Screens","23-17 21 17 11: Complete Insect Screens",null,null,21517,"D30 HVAC","D3030 COOLING GENERATING SYSTEMS","D303090 OTHER COOLING GENERATING SYSTEMS","Other","D303090: HVAC, COOLING GENERATING SYSTEMS, OTHER COOLING GENERATING SYSTEMS - Other"]
[null,null,null,null,null,null,null,null,null,null,null,"23-17 21 17 13","Components ","23-17 21 17 13: Components ",null,null,43210,"D30 HVAC","D3030 COOLING GENERATING SYSTEMS","D303090 OTHER COOLING GENERATING SYSTEMS","Unknown","D303090: HVAC, COOLING GENERATING SYSTEMS, OTHER COOLING GENERATING SYSTEMS - Unknown"]
[null,null,null,null,null,null,null,null,null,null,null,"23-17 21 17 13 11","Frames for Insect Screens","23-17 21 17 13 11: Frames for Insect Screens",null,null,40285,"D30 HVAC","D3030 COOLING GENERATING SYSTEMS","D303090 OTHER COOLING GENERATING SYSTEMS","Refrigeration Compressor","D303090: HVAC, COOLING GENERATING SYSTEMS, OTHER COOLING GENERATING SYSTEMS - Refrigeration Compressor"]
[null,null,null,null,null,null,null,null,null,null,null,"23-17 21 17 13 13","Mesh for Insect Screens","23-17 21 17 13 13: Mesh for Insect Screens",null,null,41211,"D30 HVAC","D3040 DISTRIBUTION SYSTEMS","D304001 AIR DISTRIBUTION, HEATING & COOLING","General","D304001: HVAC, DISTRIBUTION SYSTEMS, AIR DISTRIBUTION, HEATING & COOLING - General"]
[null,null,null,null,null,null,null,null,null,null,null,"23-17 23 11","Ramps","23-17 23 11: Ramps",null,null,42211,"D30 HVAC","D3040 DISTRIBUTION SYSTEMS","D304001 AIR DISTRIBUTION, HEATING & COOLING","Other","D304001: HVAC, DISTRIBUTION SYSTEMS, AIR DISTRIBUTION, HEATING & COOLING - Other"]
[null,null,null,null,null,null,null,null,null,null,null,"23-17 23 13","Walkways","23-17 23 13: Walkways",null,null,43211,"D30 HVAC","D3040 DISTRIBUTION SYSTEMS","D304001 AIR DISTRIBUTION, HEATING & COOLING","Unknown","D304001: HVAC, DISTRIBUTION SYSTEMS, AIR DISTRIBUTION, HEATING & COOLING - Unknown"]
[null,null,null,null,null,null,null,null,null,null,null,"23-17 23 15","Ladders","23-17 23 15: Ladders",null,null,40125,"D30 HVAC","D3040 DISTRIBUTION SYSTEMS","D304001 AIR DISTRIBUTION, HEATING & COOLING","Air Separator","D304001: HVAC, DISTRIBUTION SYSTEMS, AIR DISTRIBUTION, HEATING & COOLING - Air Separator"]
[null,null,null,null,null,null,null,null,null,null,null,"23-17 23 15 11","Ladder Component Products","23-17 23 15 11: Ladder Component Products",null,null,40133,"D30 HVAC","D3040 DISTRIBUTION SYSTEMS","D304001 AIR DISTRIBUTION, HEATING & COOLING","Air Separator - Air control, air separator, 10\" diameter, includes strainer","D304001: HVAC, DISTRIBUTION SYSTEMS, AIR DISTRIBUTION, HEATING & COOLING - Air Separator - Air control, air separator, 10\" diameter, includes strainer"]
[null,null,null,null,null,null,null,null,null,null,null,"23-17 23 15 11 11","Ladder Hardware","23-17 23 15 11 11: Ladder Hardware",null,null,40134,"D30 HVAC","D3040 DISTRIBUTION SYSTEMS","D304001 AIR DISTRIBUTION, HEATING & COOLING","Air Separator - Air control, air separator, 12\" diameter, includes strainer","D304001: HVAC, DISTRIBUTION SYSTEMS, AIR DISTRIBUTION, HEATING & COOLING - Air Separator - Air control, air separator, 12\" diameter, includes strainer"]
[null,null,null,null,null,null,null,null,null,null,null,"23-17 23 15 11 13","Rungs","23-17 23 15 11 13: Rungs",null,null,40126,"D30 HVAC","D3040 DISTRIBUTION SYSTEMS","D304001 AIR DISTRIBUTION, HEATING & COOLING","Air Separator - Air control, air separator, 2\" diameter, includes strainer","D304001: HVAC, DISTRIBUTION SYSTEMS, AIR DISTRIBUTION, HEATING & COOLING - Air Separator - Air control, air separator, 2\" diameter, includes strainer"]
[null,null,null,null,null,null,null,null,null,null,null,"23-17 23 15 13","Vertical Ladders","23-17 23 15 13: Vertical Ladders",null,null,40127,"D30 HVAC","D3040 DISTRIBUTION SYSTEMS","D304001 AIR DISTRIBUTION, HEATING & COOLING","Air Separator - Air control, air separator, 2-1/2\" diameter, includes strainer","D304001: HVAC, DISTRIBUTION SYSTEMS, AIR DISTRIBUTION, HEATING & COOLING - Air Separator - Air control, air separator, 2-1/2\" diameter, includes strainer"]
[null,null,null,null,null,null,null,null,null,null,null,"23-17 23 15 15","Ship Ladders","23-17 23 15 15: Ship Ladders",null,null,40128,"D30 HVAC","D3040 DISTRIBUTION SYSTEMS","D304001 AIR DISTRIBUTION, HEATING & COOLING","Air Separator - Air control, air separator, 3\" diameter, includes strainer","D304001: HVAC, DISTRIBUTION SYSTEMS, AIR DISTRIBUTION, HEATING & COOLING - Air Separator - Air control, air separator, 3\" diameter, includes strainer"]
[null,null,null,null,null,null,null,null,null,null,null,"23-17 23 17","Stairs","23-17 23 17: Stairs",null,null,40129,"D30 HVAC","D3040 DISTRIBUTION SYSTEMS","D304001 AIR DISTRIBUTION, HEATING & COOLING","Air Separator - Air control, air separator, 4\" diameter, includes strainer","D304001: HVAC, DISTRIBUTION SYSTEMS, AIR DISTRIBUTION, HEATING & COOLING - Air Separator - Air control, air separator, 4\" diameter, includes strainer"]
[null,null,null,null,null,null,null,null,null,null,null,"23-17 23 17 11","Stair Component Products","23-17 23 17 11: Stair Component Products",null,null,40130,"D30 HVAC","D3040 DISTRIBUTION SYSTEMS","D304001 AIR DISTRIBUTION, HEATING & COOLING","Air Separator - Air control, air separator, 5\" diameter, includes strainer","D304001: HVAC, DISTRIBUTION SYSTEMS, AIR DISTRIBUTION, HEATING & COOLING - Air Separator - Air control, air separator, 5\" diameter, includes strainer"]
[null,null,null,null,null,null,null,null,null,null,null,"23-17 23 17 11 11","Stair Treads","23-17 23 17 11 11: Stair Treads",null,null,40131,"D30 HVAC","D3040 DISTRIBUTION SYSTEMS","D304001 AIR DISTRIBUTION, HEATING & COOLING","Air Separator - Air control, air separator, 6\" diameter, includes strainer","D304001: HVAC, DISTRIBUTION SYSTEMS, AIR DISTRIBUTION, HEATING & COOLING - Air Separator - Air control, air separator, 6\" diameter, includes strainer"]
[null,null,null,null,null,null,null,null,null,null,null,"23-17 23 17 11 13","Stair Nosings","23-17 23 17 11 13: Stair Nosings",null,null,40132,"D30 HVAC","D3040 DISTRIBUTION SYSTEMS","D304001 AIR DISTRIBUTION, HEATING & COOLING","Air Separator - Air control, air separator, 8\" diameter, includes strainer","D304001: HVAC, DISTRIBUTION SYSTEMS, AIR DISTRIBUTION, HEATING & COOLING - Air Separator - Air control, air separator, 8\" diameter, includes strainer"]
[null,null,null,null,null,null,null,null,null,null,null,"23-17 23 17 11 15","Stair Tread Coverings","23-17 23 17 11 15: Stair Tread Coverings",null,null,21536,"D30 HVAC","D3040 DISTRIBUTION SYSTEMS","D304001 AIR DISTRIBUTION, HEATING & COOLING","Dehumidifier","D304001: HVAC, DISTRIBUTION SYSTEMS, AIR DISTRIBUTION, HEATING & COOLING - Dehumidifier"]
[null,null,null,null,null,null,null,null,null,null,null,"23-17 23 17 11 17","Stair Railings","23-17 23 17 11 17: Stair Railings",null,null,20663,"D30 HVAC","D3040 DISTRIBUTION SYSTEMS","D304001 AIR DISTRIBUTION, HEATING & COOLING","Dehumidifier - 1.5 lb./Hr., 50 CFM","D304001: HVAC, DISTRIBUTION SYSTEMS, AIR DISTRIBUTION, HEATING & COOLING - Dehumidifier - 1.5 lb./Hr., 50 CFM"]
[null,null,null,null,null,null,null,null,null,null,null,"23-17 23 17 11 19","Stair Handrails","23-17 23 17 11 19: Stair Handrails",null,null,20659,"D30 HVAC","D3040 DISTRIBUTION SYSTEMS","D304001 AIR DISTRIBUTION, HEATING & COOLING","Dehumidifier - 1060 to 1375 lb./Hr., 40,000 CFM","D304001: HVAC, DISTRIBUTION SYSTEMS, AIR DISTRIBUTION, HEATING & COOLING - Dehumidifier - 1060 to 1375 lb./Hr., 40,000 CFM"]
[null,null,null,null,null,null,null,null,null,null,null,"23-17 23 17 11 21","Stair Barrier Gates","23-17 23 17 11 21: Stair Barrier Gates",null,null,20658,"D30 HVAC","D3040 DISTRIBUTION SYSTEMS","D304001 AIR DISTRIBUTION, HEATING & COOLING","Dehumidifier - 120 to 155 lb./Hr., 4500 CFM","D304001: HVAC, DISTRIBUTION SYSTEMS, AIR DISTRIBUTION, HEATING & COOLING - Dehumidifier - 120 to 155 lb./Hr., 4500 CFM"]
[null,null,null,null,null,null,null,null,null,null,null,"23-17 23 17 13","Spiral Stairs","23-17 23 17 13: Spiral Stairs",null,null,20665,"D30 HVAC","D3040 DISTRIBUTION SYSTEMS","D304001 AIR DISTRIBUTION, HEATING & COOLING","Dehumidifier - 16 to 20 lb./Hr., 600 CFM","D304001: HVAC, DISTRIBUTION SYSTEMS, AIR DISTRIBUTION, HEATING & COOLING - Dehumidifier - 16 to 20 lb./Hr., 600 CFM"]
[null,null,null,null,null,null,null,null,null,null,null,"23-17 23 17 13 11","Metal Spiral Stairs","23-17 23 17 13 11: Metal Spiral Stairs",null,null,20662,"D30 HVAC","D3040 DISTRIBUTION SYSTEMS","D304001 AIR DISTRIBUTION, HEATING & COOLING","Dehumidifier - 240 to 310 lb./Hr., 9000 CFM","D304001: HVAC, DISTRIBUTION SYSTEMS, AIR DISTRIBUTION, HEATING & COOLING - Dehumidifier - 240 to 310 lb./Hr., 9000 CFM"]
[null,null,null,null,null,null,null,null,null,null,null,"23-17 23 17 13 13","Wood Spiral Stairs","23-17 23 17 13 13: Wood Spiral Stairs",null,null,20667,"D30 HVAC","D3040 DISTRIBUTION SYSTEMS","D304001 AIR DISTRIBUTION, HEATING & COOLING","Dehumidifier - 3 lb./Hr., 150 CFM","D304001: HVAC, DISTRIBUTION SYSTEMS, AIR DISTRIBUTION, HEATING & COOLING - Dehumidifier - 3 lb./Hr., 150 CFM"]
[null,null,null,null,null,null,null,null,null,null,null,"23-17 23 17 15","Retractable Stairs","23-17 23 17 15: Retractable Stairs",null,null,20664,"D30 HVAC","D3040 DISTRIBUTION SYSTEMS","D304001 AIR DISTRIBUTION, HEATING & COOLING","Dehumidifier - 30 to 40 lb./Hr., 1125 CFM","D304001: HVAC, DISTRIBUTION SYSTEMS, AIR DISTRIBUTION, HEATING & COOLING - Dehumidifier - 30 to 40 lb./Hr., 1125 CFM"]
[null,null,null,null,null,null,null,null,null,null,null,"23-17 23 19","Fire Escapes","23-17 23 19: Fire Escapes",null,null,20668,"D30 HVAC","D3040 DISTRIBUTION SYSTEMS","D304001 AIR DISTRIBUTION, HEATING & COOLING","Dehumidifier - 400 to 515 lb./Hr., 15,000 CFM","D304001: HVAC, DISTRIBUTION SYSTEMS, AIR DISTRIBUTION, HEATING & COOLING - Dehumidifier - 400 to 515 lb./Hr., 15,000 CFM"]
[null,null,null,null,null,null,null,null,null,null,null,"23-17 23 19 11","Escape Ladders, Stairs","23-17 23 19 11: Escape Ladders, Stairs",null,null,20661,"D30 HVAC","D3040 DISTRIBUTION SYSTEMS","D304001 AIR DISTRIBUTION, HEATING & COOLING","Dehumidifier - 530 to 690 lb./Hr., 20,000 CFM","D304001: HVAC, DISTRIBUTION SYSTEMS, AIR DISTRIBUTION, HEATING & COOLING - Dehumidifier - 530 to 690 lb./Hr., 20,000 CFM"]
[null,null,null,null,null,null,null,null,null,null,null,"23-17 23 19 11 11","Fire Escapes","23-17 23 19 11 11: Fire Escapes",null,null,20666,"D30 HVAC","D3040 DISTRIBUTION SYSTEMS","D304001 AIR DISTRIBUTION, HEATING & COOLING","Dehumidifier - 6 lb./Hr., 150 CFM","D304001: HVAC, DISTRIBUTION SYSTEMS, AIR DISTRIBUTION, HEATING & COOLING - Dehumidifier - 6 lb./Hr., 150 CFM"]
[null,null,null,null,null,null,null,null,null,null,null,"23-17 23 19 13","Escape Slides","23-17 23 19 13: Escape Slides",null,null,20669,"D30 HVAC","D3040 DISTRIBUTION SYSTEMS","D304001 AIR DISTRIBUTION, HEATING & COOLING","Dehumidifier - 60 to 75 lb./Hr., 2250 CFM","D304001: HVAC, DISTRIBUTION SYSTEMS, AIR DISTRIBUTION, HEATING & COOLING - Dehumidifier - 60 to 75 lb./Hr., 2250 CFM"]
[null,null,null,null,null,null,null,null,null,null,null,"23-17 23 21","Evacuation Equipment","23-17 23 21: Evacuation Equipment",null,null,20660,"D30 HVAC","D3040 DISTRIBUTION SYSTEMS","D304001 AIR DISTRIBUTION, HEATING & COOLING","Dehumidifier - 800 to 1030 lb./Hr., 30,000 CFM","D304001: HVAC, DISTRIBUTION SYSTEMS, AIR DISTRIBUTION, HEATING & COOLING - Dehumidifier - 800 to 1030 lb./Hr., 30,000 CFM"]
[null,null,null,null,null,null,null,null,null,null,null,"23-17 23 21 11","Evacuation Slings","23-17 23 21 11: Evacuation Slings",null,null,40135,"D30 HVAC","D3040 DISTRIBUTION SYSTEMS","D304001 AIR DISTRIBUTION, HEATING & COOLING","Ductwork","D304001: HVAC, DISTRIBUTION SYSTEMS, AIR DISTRIBUTION, HEATING & COOLING - Ductwork"]
[null,null,null,null,null,null,null,null,null,null,null,"23-17 23 21 13","Evacuation Chairs","23-17 23 21 13: Evacuation Chairs",null,null,40148,"D30 HVAC","D3040 DISTRIBUTION SYSTEMS","D304001 AIR DISTRIBUTION, HEATING & COOLING","Ductwork - Metal Ductwork, 10\" Diameter (80 SQ IN)","D304001: HVAC, DISTRIBUTION SYSTEMS, AIR DISTRIBUTION, HEATING & COOLING - Ductwork - Metal Ductwork, 10\" Diameter (80 SQ IN)"]
[null,null,null,null,null,null,null,null,null,null,null,"23-17 25 11","Guardrails","23-17 25 11: Guardrails",null,null,40149,"D30 HVAC","D3040 DISTRIBUTION SYSTEMS","D304001 AIR DISTRIBUTION, HEATING & COOLING","Ductwork - Metal Ductwork, 12\" Diameter (120 SQ IN)","D304001: HVAC, DISTRIBUTION SYSTEMS, AIR DISTRIBUTION, HEATING & COOLING - Ductwork - Metal Ductwork, 12\" Diameter (120 SQ IN)"]
[null,null,null,null,null,null,null,null,null,null,null,"23-17 25 11 11","Guardrail Component Products","23-17 25 11 11: Guardrail Component Products",null,null,40150,"D30 HVAC","D3040 DISTRIBUTION SYSTEMS","D304001 AIR DISTRIBUTION, HEATING & COOLING","Ductwork - Metal Ductwork, 14\" Diameter (160 SQ IN)","D304001: HVAC, DISTRIBUTION SYSTEMS, AIR DISTRIBUTION, HEATING & COOLING - Ductwork - Metal Ductwork, 14\" Diameter (160 SQ IN)"]
[null,null,null,null,null,null,null,null,null,null,null,"23-17 25 11 11 11","Cable Infill Systems","23-17 25 11 11 11: Cable Infill Systems",null,null,40151,"D30 HVAC","D3040 DISTRIBUTION SYSTEMS","D304001 AIR DISTRIBUTION, HEATING & COOLING","Ductwork - Metal Ductwork, 16\" Diameter (210 SQ IN)","D304001: HVAC, DISTRIBUTION SYSTEMS, AIR DISTRIBUTION, HEATING & COOLING - Ductwork - Metal Ductwork, 16\" Diameter (210 SQ IN)"]
[null,null,null,null,null,null,null,null,null,null,null,"23-17 25 11 11 13","Infill Panels","23-17 25 11 11 13: Infill Panels",null,null,40152,"D30 HVAC","D3040 DISTRIBUTION SYSTEMS","D304001 AIR DISTRIBUTION, HEATING & COOLING","Ductwork - Metal Ductwork, 18\" Diameter (260 SQ IN)","D304001: HVAC, DISTRIBUTION SYSTEMS, AIR DISTRIBUTION, HEATING & COOLING - Ductwork - Metal Ductwork, 18\" Diameter (260 SQ IN)"]
[null,null,null,null,null,null,null,null,null,null,null,"23-17 25 11 11 15","Posts, Newel Posts, Pickets","23-17 25 11 11 15: Posts, Newel Posts, Pickets",null,null,40153,"D30 HVAC","D3040 DISTRIBUTION SYSTEMS","D304001 AIR DISTRIBUTION, HEATING & COOLING","Ductwork - Metal Ductwork, 20\" Diameter (320 SQ IN)","D304001: HVAC, DISTRIBUTION SYSTEMS, AIR DISTRIBUTION, HEATING & COOLING - Ductwork - Metal Ductwork, 20\" Diameter (320 SQ IN)"]
[null,null,null,null,null,null,null,null,null,null,null,"23-17 25 11 11 17","Railing","23-17 25 11 11 17: Railing",null,null,40154,"D30 HVAC","D3040 DISTRIBUTION SYSTEMS","D304001 AIR DISTRIBUTION, HEATING & COOLING","Ductwork - Metal Ductwork, 22\" Diameter (390 SQ IN)","D304001: HVAC, DISTRIBUTION SYSTEMS, AIR DISTRIBUTION, HEATING & COOLING - Ductwork - Metal Ductwork, 22\" Diameter (390 SQ IN)"]
[null,null,null,null,null,null,null,null,null,null,null,"23-17 25 13","Handrails","23-17 25 13: Handrails",null,null,40155,"D30 HVAC","D3040 DISTRIBUTION SYSTEMS","D304001 AIR DISTRIBUTION, HEATING & COOLING","Ductwork - Metal Ductwork, 24\" Diameter (460 SQ IN)","D304001: HVAC, DISTRIBUTION SYSTEMS, AIR DISTRIBUTION, HEATING & COOLING - Ductwork - Metal Ductwork, 24\" Diameter (460 SQ IN)"]
[null,null,null,null,null,null,null,null,null,null,null,"23-17 25 13 11","Rope Handrails","23-17 25 13 11: Rope Handrails",null,null,40156,"D30 HVAC","D3040 DISTRIBUTION SYSTEMS","D304001 AIR DISTRIBUTION, HEATING & COOLING","Ductwork - Metal Ductwork, 30\" Diameter (710 SQ IN)","D304001: HVAC, DISTRIBUTION SYSTEMS, AIR DISTRIBUTION, HEATING & COOLING - Ductwork - Metal Ductwork, 30\" Diameter (710 SQ IN)"]
[null,null,null,null,null,null,null,null,null,null,null,"23-17 25 13 13","Capping","23-17 25 13 13: Capping",null,null,40157,"D30 HVAC","D3040 DISTRIBUTION SYSTEMS","D304001 AIR DISTRIBUTION, HEATING & COOLING","Ductwork - Metal Ductwork, 36\" Diameter (1020 SQ IN)","D304001: HVAC, DISTRIBUTION SYSTEMS, AIR DISTRIBUTION, HEATING & COOLING - Ductwork - Metal Ductwork, 36\" Diameter (1020 SQ IN)"]
[null,null,null,null,null,null,null,null,null,null,null,"23-17 25 13 15","Chain Handrails","23-17 25 13 15: Chain Handrails",null,null,40143,"D30 HVAC","D3040 DISTRIBUTION SYSTEMS","D304001 AIR DISTRIBUTION, HEATING & COOLING","Ductwork - Metal Ductwork, 4\" Diameter (15 SQ IN)","D304001: HVAC, DISTRIBUTION SYSTEMS, AIR DISTRIBUTION, HEATING & COOLING - Ductwork - Metal Ductwork, 4\" Diameter (15 SQ IN)"]
[null,null,null,null,null,null,null,null,null,null,null,"23-17 25 15","Impact Protection Products","23-17 25 15: Impact Protection Products",null,null,40144,"D30 HVAC","D3040 DISTRIBUTION SYSTEMS","D304001 AIR DISTRIBUTION, HEATING & COOLING","Ductwork - Metal Ductwork, 5\" Diameter (20 SQ IN)","D304001: HVAC, DISTRIBUTION SYSTEMS, AIR DISTRIBUTION, HEATING & COOLING - Ductwork - Metal Ductwork, 5\" Diameter (20 SQ IN)"]
[null,null,null,null,null,null,null,null,null,null,null,"23-17 25 15 11","Impact Guard Rails","23-17 25 15 11: Impact Guard Rails",null,null,40145,"D30 HVAC","D3040 DISTRIBUTION SYSTEMS","D304001 AIR DISTRIBUTION, HEATING & COOLING","Ductwork - Metal Ductwork, 6\" Diameter (30 SQ IN)","D304001: HVAC, DISTRIBUTION SYSTEMS, AIR DISTRIBUTION, HEATING & COOLING - Ductwork - Metal Ductwork, 6\" Diameter (30 SQ IN)"]
[null,null,null,null,null,null,null,null,null,null,null,"23-17 25 15 11 11","Bumper Guards","23-17 25 15 11 11: Bumper Guards",null,null,40146,"D30 HVAC","D3040 DISTRIBUTION SYSTEMS","D304001 AIR DISTRIBUTION, HEATING & COOLING","Ductwork - Metal Ductwork, 7\" Diameter (40 SQ IN)","D304001: HVAC, DISTRIBUTION SYSTEMS, AIR DISTRIBUTION, HEATING & COOLING - Ductwork - Metal Ductwork, 7\" Diameter (40 SQ IN)"]
[null,null,null,null,null,null,null,null,null,null,null,"23-17 25 15 13","Corner Guards","23-17 25 15 13: Corner Guards",null,null,40147,"D30 HVAC","D3040 DISTRIBUTION SYSTEMS","D304001 AIR DISTRIBUTION, HEATING & COOLING","Ductwork - Metal Ductwork, 8\" Diameter (60 SQ IN)","D304001: HVAC, DISTRIBUTION SYSTEMS, AIR DISTRIBUTION, HEATING & COOLING - Ductwork - Metal Ductwork, 8\" Diameter (60 SQ IN)"]
[null,null,null,null,null,null,null,null,null,null,null,"23-17 25 15 15","Column Protectors","23-17 25 15 15: Column Protectors",null,null,40139,"D30 HVAC","D3040 DISTRIBUTION SYSTEMS","D304001 AIR DISTRIBUTION, HEATING & COOLING","Ductwork - Non-Metal Ductwork, 10\" Diameter (80 SQ IN)","D304001: HVAC, DISTRIBUTION SYSTEMS, AIR DISTRIBUTION, HEATING & COOLING - Ductwork - Non-Metal Ductwork, 10\" Diameter (80 SQ IN)"]
[null,null,null,null,null,null,null,null,null,null,null,"23-17 25 15 17","Door and Wall Protector Products","23-17 25 15 17: Door and Wall Protector Products",null,null,40140,"D30 HVAC","D3040 DISTRIBUTION SYSTEMS","D304001 AIR DISTRIBUTION, HEATING & COOLING","Ductwork - Non-Metal Ductwork, 12\" Diameter (120 SQ IN)","D304001: HVAC, DISTRIBUTION SYSTEMS, AIR DISTRIBUTION, HEATING & COOLING - Ductwork - Non-Metal Ductwork, 12\" Diameter (120 SQ IN)"]
[null,null,null,null,null,null,null,null,null,null,null,"23-17 25 15 17 11","Impact Resistant Wall Protection Products","23-17 25 15 17 11: Impact Resistant Wall Protection Products",null,null,40141,"D30 HVAC","D3040 DISTRIBUTION SYSTEMS","D304001 AIR DISTRIBUTION, HEATING & COOLING","Ductwork - Non-Metal Ductwork, 18\" Diameter (260 SQ IN)","D304001: HVAC, DISTRIBUTION SYSTEMS, AIR DISTRIBUTION, HEATING & COOLING - Ductwork - Non-Metal Ductwork, 18\" Diameter (260 SQ IN)"]
[null,null,null,null,null,null,null,null,null,null,null,"23-19 11 11","Information Signs","23-19 11 11: Information Signs",null,null,40142,"D30 HVAC","D3040 DISTRIBUTION SYSTEMS","D304001 AIR DISTRIBUTION, HEATING & COOLING","Ductwork - Non-Metal Ductwork, 24\" Diameter (460 SQ IN)","D304001: HVAC, DISTRIBUTION SYSTEMS, AIR DISTRIBUTION, HEATING & COOLING - Ductwork - Non-Metal Ductwork, 24\" Diameter (460 SQ IN)"]
[null,null,null,null,null,null,null,null,null,null,null,"23-19 11 13","Display Lettering","23-19 11 13: Display Lettering",null,null,40136,"D30 HVAC","D3040 DISTRIBUTION SYSTEMS","D304001 AIR DISTRIBUTION, HEATING & COOLING","Ductwork - Non-Metal Ductwork, 4\" Diameter (15 SQ IN)","D304001: HVAC, DISTRIBUTION SYSTEMS, AIR DISTRIBUTION, HEATING & COOLING - Ductwork - Non-Metal Ductwork, 4\" Diameter (15 SQ IN)"]
[null,null,null,null,null,null,null,null,null,null,null,"23-19 11 15","Display Numerals","23-19 11 15: Display Numerals",null,null,40137,"D30 HVAC","D3040 DISTRIBUTION SYSTEMS","D304001 AIR DISTRIBUTION, HEATING & COOLING","Ductwork - Non-Metal Ductwork, 6\" Diameter (30 SQ IN)","D304001: HVAC, DISTRIBUTION SYSTEMS, AIR DISTRIBUTION, HEATING & COOLING - Ductwork - Non-Metal Ductwork, 6\" Diameter (30 SQ IN)"]
[null,null,null,null,null,null,null,null,null,null,null,"23-19 11 17","Notice Boards","23-19 11 17: Notice Boards",null,null,40138,"D30 HVAC","D3040 DISTRIBUTION SYSTEMS","D304001 AIR DISTRIBUTION, HEATING & COOLING","Ductwork - Non-Metal Ductwork, 8\" Diameter (60 SQ IN)","D304001: HVAC, DISTRIBUTION SYSTEMS, AIR DISTRIBUTION, HEATING & COOLING - Ductwork - Non-Metal Ductwork, 8\" Diameter (60 SQ IN)"]
[null,null,null,null,null,null,null,null,null,null,null,"23-19 11 19","Writing Boards","23-19 11 19: Writing Boards",null,null,40266,"D30 HVAC","D3040 DISTRIBUTION SYSTEMS","D304001 AIR DISTRIBUTION, HEATING & COOLING","Fire Dampers","D304001: HVAC, DISTRIBUTION SYSTEMS, AIR DISTRIBUTION, HEATING & COOLING - Fire Dampers"]
[null,null,null,null,null,null,null,null,null,null,null,"23-19 11 19 11","Interactive Multi Media Whiteboards","23-19 11 19 11: Interactive Multi Media Whiteboards",null,null,21533,"D30 HVAC","D3040 DISTRIBUTION SYSTEMS","D304001 AIR DISTRIBUTION, HEATING & COOLING","Humidifier","D304001: HVAC, DISTRIBUTION SYSTEMS, AIR DISTRIBUTION, HEATING & COOLING - Humidifier"]
[null,null,null,null,null,null,null,null,null,null,null,"23-19 11 19 13","Chalk Boards","23-19 11 19 13: Chalk Boards",null,null,20652,"D30 HVAC","D3040 DISTRIBUTION SYSTEMS","D304001 AIR DISTRIBUTION, HEATING & COOLING","Humidifier - 100 lb. per hour","D304001: HVAC, DISTRIBUTION SYSTEMS, AIR DISTRIBUTION, HEATING & COOLING - Humidifier - 100 lb. per hour"]
[null,null,null,null,null,null,null,null,null,null,null,"23-19 11 19 15","Dry Erase Boards","23-19 11 19 15: Dry Erase Boards",null,null,20651,"D30 HVAC","D3040 DISTRIBUTION SYSTEMS","D304001 AIR DISTRIBUTION, HEATING & COOLING","Humidifier - 11 lb. per hour","D304001: HVAC, DISTRIBUTION SYSTEMS, AIR DISTRIBUTION, HEATING & COOLING - Humidifier - 11 lb. per hour"]
[null,null,null,null,null,null,null,null,null,null,null,"23-19 11 19 17","Drawing Boards","23-19 11 19 17: Drawing Boards",null,null,20648,"D30 HVAC","D3040 DISTRIBUTION SYSTEMS","D304001 AIR DISTRIBUTION, HEATING & COOLING","Humidifier - 150 lb. per hour","D304001: HVAC, DISTRIBUTION SYSTEMS, AIR DISTRIBUTION, HEATING & COOLING - Humidifier - 150 lb. per hour"]
[null,null,null,null,null,null,null,null,null,null,null,"23-19 11 21","Plaques","23-19 11 21: Plaques",null,null,20647,"D30 HVAC","D3040 DISTRIBUTION SYSTEMS","D304001 AIR DISTRIBUTION, HEATING & COOLING","Humidifier - 200 lb. per hour","D304001: HVAC, DISTRIBUTION SYSTEMS, AIR DISTRIBUTION, HEATING & COOLING - Humidifier - 200 lb. per hour"]
[null,null,null,null,null,null,null,null,null,null,null,"23-19 11 23","Poster Display Units","23-19 11 23: Poster Display Units",null,null,20650,"D30 HVAC","D3040 DISTRIBUTION SYSTEMS","D304001 AIR DISTRIBUTION, HEATING & COOLING","Humidifier - 22 lb. per hour","D304001: HVAC, DISTRIBUTION SYSTEMS, AIR DISTRIBUTION, HEATING & COOLING - Humidifier - 22 lb. per hour"]
[null,null,null,null,null,null,null,null,null,null,null,"23-19 11 25","Display Screens","23-19 11 25: Display Screens",null,null,20646,"D30 HVAC","D3040 DISTRIBUTION SYSTEMS","D304001 AIR DISTRIBUTION, HEATING & COOLING","Humidifier - 33 lb. per hour","D304001: HVAC, DISTRIBUTION SYSTEMS, AIR DISTRIBUTION, HEATING & COOLING - Humidifier - 33 lb. per hour"]
[null,null,null,null,null,null,null,null,null,null,null,"23-19 11 27","Pictograms","23-19 11 27: Pictograms",null,null,20649,"D30 HVAC","D3040 DISTRIBUTION SYSTEMS","D304001 AIR DISTRIBUTION, HEATING & COOLING","Humidifier - 50 lb. per hour","D304001: HVAC, DISTRIBUTION SYSTEMS, AIR DISTRIBUTION, HEATING & COOLING - Humidifier - 50 lb. per hour"]
[null,null,null,null,null,null,null,null,null,null,null,"23-19 11 29","Directory Boards","23-19 11 29: Directory Boards",null,null,21550,"D30 HVAC","D3040 DISTRIBUTION SYSTEMS","D304001 AIR DISTRIBUTION, HEATING & COOLING","Smoke Vents","D304001: HVAC, DISTRIBUTION SYSTEMS, AIR DISTRIBUTION, HEATING & COOLING - Smoke Vents"]
[null,null,null,null,null,null,null,null,null,null,null,"23-19 11 31","Electronic Copy Boards","23-19 11 31: Electronic Copy Boards",null,null,21546,"D30 HVAC","D3040 DISTRIBUTION SYSTEMS","D304001 AIR DISTRIBUTION, HEATING & COOLING","VAV Terminal","D304001: HVAC, DISTRIBUTION SYSTEMS, AIR DISTRIBUTION, HEATING & COOLING - VAV Terminal"]
[null,null,null,null,null,null,null,null,null,null,null,"23-19 11 33","Magnetic Boards","23-19 11 33: Magnetic Boards",null,null,20772,"D30 HVAC","D3040 DISTRIBUTION SYSTEMS","D304001 AIR DISTRIBUTION, HEATING & COOLING","VAV Terminal - 1000 CFM, Cooling Only","D304001: HVAC, DISTRIBUTION SYSTEMS, AIR DISTRIBUTION, HEATING & COOLING - VAV Terminal - 1000 CFM, Cooling Only"]
[null,null,null,null,null,null,null,null,null,null,null,"23-19 13 11","Metal Lockers","23-19 13 11: Metal Lockers",null,null,20764,"D30 HVAC","D3040 DISTRIBUTION SYSTEMS","D304001 AIR DISTRIBUTION, HEATING & COOLING","VAV Terminal - 1000 CFM, Hot Water Reheat","D304001: HVAC, DISTRIBUTION SYSTEMS, AIR DISTRIBUTION, HEATING & COOLING - VAV Terminal - 1000 CFM, Hot Water Reheat"]
[null,null,null,null,null,null,null,null,null,null,null,"23-19 13 13","Plastic Laminate Lockers","23-19 13 13: Plastic Laminate Lockers",null,null,20773,"D30 HVAC","D3040 DISTRIBUTION SYSTEMS","D304001 AIR DISTRIBUTION, HEATING & COOLING","VAV Terminal - 1250 CFM, Cooling Only","D304001: HVAC, DISTRIBUTION SYSTEMS, AIR DISTRIBUTION, HEATING & COOLING - VAV Terminal - 1250 CFM, Cooling Only"]
[null,null,null,null,null,null,null,null,null,null,null,"23-19 13 15","Solid Core Lockers","23-19 13 15: Solid Core Lockers",null,null,20763,"D30 HVAC","D3040 DISTRIBUTION SYSTEMS","D304001 AIR DISTRIBUTION, HEATING & COOLING","VAV Terminal - 1250 CFM, Hot Water Reheat","D304001: HVAC, DISTRIBUTION SYSTEMS, AIR DISTRIBUTION, HEATING & COOLING - VAV Terminal - 1250 CFM, Hot Water Reheat"]
[null,null,null,null,null,null,null,null,null,null,null,"23-19 15 11","Mail Boxes","23-19 15 11: Mail Boxes",null,null,20759,"D30 HVAC","D3040 DISTRIBUTION SYSTEMS","D304001 AIR DISTRIBUTION, HEATING & COOLING","VAV Terminal - 1500 CFM, Cooling Only","D304001: HVAC, DISTRIBUTION SYSTEMS, AIR DISTRIBUTION, HEATING & COOLING - VAV Terminal - 1500 CFM, Cooling Only"]
[null,null,null,null,null,null,null,null,null,null,null,"23-19 15 13","Mail Racks","23-19 15 13: Mail Racks",null,null,20762,"D30 HVAC","D3040 DISTRIBUTION SYSTEMS","D304001 AIR DISTRIBUTION, HEATING & COOLING","VAV Terminal - 1500 CFM, Hot Water Reheat","D304001: HVAC, DISTRIBUTION SYSTEMS, AIR DISTRIBUTION, HEATING & COOLING - VAV Terminal - 1500 CFM, Hot Water Reheat"]
[null,null,null,null,null,null,null,null,null,null,null,"23-19 15 15","Pigeonholes","23-19 15 15: Pigeonholes",null,null,20769,"D30 HVAC","D3040 DISTRIBUTION SYSTEMS","D304001 AIR DISTRIBUTION, HEATING & COOLING","VAV Terminal - 200 CFM, Cooling Only","D304001: HVAC, DISTRIBUTION SYSTEMS, AIR DISTRIBUTION, HEATING & COOLING - VAV Terminal - 200 CFM, Cooling Only"]
[null,null,null,null,null,null,null,null,null,null,null,"23-19 15 17","Mail Trolleys","23-19 15 17: Mail Trolleys",null,null,20768,"D30 HVAC","D3040 DISTRIBUTION SYSTEMS","D304001 AIR DISTRIBUTION, HEATING & COOLING","VAV Terminal - 200 CFM, Hot Water Reheat","D304001: HVAC, DISTRIBUTION SYSTEMS, AIR DISTRIBUTION, HEATING & COOLING - VAV Terminal - 200 CFM, Hot Water Reheat"]
[null,null,null,null,null,null,null,null,null,null,null,"23-19 15 19","Mail Handling Equipment","23-19 15 19: Mail Handling Equipment",null,null,20774,"D30 HVAC","D3040 DISTRIBUTION SYSTEMS","D304001 AIR DISTRIBUTION, HEATING & COOLING","VAV Terminal - 2000 CFM, Cooling Only","D304001: HVAC, DISTRIBUTION SYSTEMS, AIR DISTRIBUTION, HEATING & COOLING - VAV Terminal - 2000 CFM, Cooling Only"]
[null,null,null,null,null,null,null,null,null,null,null,"23-19 15 21","Telephone Booths","23-19 15 21: Telephone Booths",null,null,20761,"D30 HVAC","D3040 DISTRIBUTION SYSTEMS","D304001 AIR DISTRIBUTION, HEATING & COOLING","VAV Terminal - 2000 CFM, Hot Water Reheat","D304001: HVAC, DISTRIBUTION SYSTEMS, AIR DISTRIBUTION, HEATING & COOLING - VAV Terminal - 2000 CFM, Hot Water Reheat"]
[null,null,null,null,null,null,null,null,null,null,null,"23-19 17 11","Electric Fireplace","23-19 17 11: Electric Fireplace",null,null,20767,"D30 HVAC","D3040 DISTRIBUTION SYSTEMS","D304001 AIR DISTRIBUTION, HEATING & COOLING","VAV Terminal - 400 CFM, Cooling Only","D304001: HVAC, DISTRIBUTION SYSTEMS, AIR DISTRIBUTION, HEATING & COOLING - VAV Terminal - 400 CFM, Cooling Only"]
[null,null,null,null,null,null,null,null,null,null,null,"23-19 17 13","Fuel Oil Fireplace","23-19 17 13: Fuel Oil Fireplace",null,null,20760,"D30 HVAC","D3040 DISTRIBUTION SYSTEMS","D304001 AIR DISTRIBUTION, HEATING & COOLING","VAV Terminal - 400 CFM, Hot Water Reheat","D304001: HVAC, DISTRIBUTION SYSTEMS, AIR DISTRIBUTION, HEATING & COOLING - VAV Terminal - 400 CFM, Hot Water Reheat"]
[null,null,null,null,null,null,null,null,null,null,null,"23-19 17 15","Gas Fireplace","23-19 17 15: Gas Fireplace",null,null,20770,"D30 HVAC","D3040 DISTRIBUTION SYSTEMS","D304001 AIR DISTRIBUTION, HEATING & COOLING","VAV Terminal - 600 CFM, Cooling Only","D304001: HVAC, DISTRIBUTION SYSTEMS, AIR DISTRIBUTION, HEATING & COOLING - VAV Terminal - 600 CFM, Cooling Only"]
[null,null,null,null,null,null,null,null,null,null,null,"23-19 17 17","Solid Fuel Fireplace","23-19 17 17: Solid Fuel Fireplace",null,null,20766,"D30 HVAC","D3040 DISTRIBUTION SYSTEMS","D304001 AIR DISTRIBUTION, HEATING & COOLING","VAV Terminal - 600 CFM, Hot Water Reheat","D304001: HVAC, DISTRIBUTION SYSTEMS, AIR DISTRIBUTION, HEATING & COOLING - VAV Terminal - 600 CFM, Hot Water Reheat"]
[null,null,null,null,null,null,null,null,null,null,null,"23-19 17 19","Fireplace Doors","23-19 17 19: Fireplace Doors",null,null,20771,"D30 HVAC","D3040 DISTRIBUTION SYSTEMS","D304001 AIR DISTRIBUTION, HEATING & COOLING","VAV Terminal - 800 CFM, Cooling Only","D304001: HVAC, DISTRIBUTION SYSTEMS, AIR DISTRIBUTION, HEATING & COOLING - VAV Terminal - 800 CFM, Cooling Only"]
[null,null,null,null,null,null,null,null,null,null,null,"23-19 17 21","Fireplace Water Heaters","23-19 17 21: Fireplace Water Heaters",null,null,20765,"D30 HVAC","D3040 DISTRIBUTION SYSTEMS","D304001 AIR DISTRIBUTION, HEATING & COOLING","VAV Terminal - 800 CFM, Hot Water Reheat","D304001: HVAC, DISTRIBUTION SYSTEMS, AIR DISTRIBUTION, HEATING & COOLING - VAV Terminal - 800 CFM, Hot Water Reheat"]
[null,null,null,null,null,null,null,null,null,null,null,"23-19 19 11","Complete Flue and Chimney Systems","23-19 19 11: Complete Flue and Chimney Systems",null,null,21547,"D30 HVAC","D3040 DISTRIBUTION SYSTEMS","D304001 AIR DISTRIBUTION, HEATING & COOLING","VAV Terminal, Fan Powered","D304001: HVAC, DISTRIBUTION SYSTEMS, AIR DISTRIBUTION, HEATING & COOLING - VAV Terminal, Fan Powered"]
[null,null,null,null,null,null,null,null,null,null,null,"23-19 19 11 11","Chimney Gas Vents","23-19 19 11 11: Chimney Gas Vents",null,null,20785,"D30 HVAC","D3040 DISTRIBUTION SYSTEMS","D304001 AIR DISTRIBUTION, HEATING & COOLING","VAV Terminal, Fan Powered - 1000 CFM, Cooling Only","D304001: HVAC, DISTRIBUTION SYSTEMS, AIR DISTRIBUTION, HEATING & COOLING - VAV Terminal, Fan Powered - 1000 CFM, Cooling Only"]
[null,null,null,null,null,null,null,null,null,null,null,"23-19 19 11 13","Fabricated Stacks","23-19 19 11 13: Fabricated Stacks",null,null,20778,"D30 HVAC","D3040 DISTRIBUTION SYSTEMS","D304001 AIR DISTRIBUTION, HEATING & COOLING","VAV Terminal, Fan Powered - 1000 CFM, Hot Water Reheat","D304001: HVAC, DISTRIBUTION SYSTEMS, AIR DISTRIBUTION, HEATING & COOLING - VAV Terminal, Fan Powered - 1000 CFM, Hot Water Reheat"]
[null,null,null,null,null,null,null,null,null,null,null,"23-19 19 11 15","Fabricated Breechings and Accessories","23-19 19 11 15: Fabricated Breechings and Accessories",null,null,20784,"D30 HVAC","D3040 DISTRIBUTION SYSTEMS","D304001 AIR DISTRIBUTION, HEATING & COOLING","VAV Terminal, Fan Powered - 1250 CFM, Cooling Only","D304001: HVAC, DISTRIBUTION SYSTEMS, AIR DISTRIBUTION, HEATING & COOLING - VAV Terminal, Fan Powered - 1250 CFM, Cooling Only"]
[null,null,null,null,null,null,null,null,null,null,null,"23-19 19 11 17","Insulated Sectional Chimneys","23-19 19 11 17: Insulated Sectional Chimneys",null,null,20777,"D30 HVAC","D3040 DISTRIBUTION SYSTEMS","D304001 AIR DISTRIBUTION, HEATING & COOLING","VAV Terminal, Fan Powered - 1250 CFM, Hot Water Reheat","D304001: HVAC, DISTRIBUTION SYSTEMS, AIR DISTRIBUTION, HEATING & COOLING - VAV Terminal, Fan Powered - 1250 CFM, Hot Water Reheat"]
[null,null,null,null,null,null,null,null,null,null,null,"23-19 19 13","Fireplace Ductwork","23-19 19 13: Fireplace Ductwork",null,null,20783,"D30 HVAC","D3040 DISTRIBUTION SYSTEMS","D304001 AIR DISTRIBUTION, HEATING & COOLING","VAV Terminal, Fan Powered - 1500 CFM, Cooling Only","D304001: HVAC, DISTRIBUTION SYSTEMS, AIR DISTRIBUTION, HEATING & COOLING - VAV Terminal, Fan Powered - 1500 CFM, Cooling Only"]
[null,null,null,null,null,null,null,null,null,null,null,"23-19 19 13 11","Fireplace B Vent Ductwork","23-19 19 13 11: Fireplace B Vent Ductwork",null,null,20776,"D30 HVAC","D3040 DISTRIBUTION SYSTEMS","D304001 AIR DISTRIBUTION, HEATING & COOLING","VAV Terminal, Fan Powered - 1500 CFM, Hot Water Reheat","D304001: HVAC, DISTRIBUTION SYSTEMS, AIR DISTRIBUTION, HEATING & COOLING - VAV Terminal, Fan Powered - 1500 CFM, Hot Water Reheat"]
[null,null,null,null,null,null,null,null,null,null,null,"23-19 19 13 13","Fireplace Direct Vent Ductwork","23-19 19 13 13: Fireplace Direct Vent Ductwork",null,null,20788,"D30 HVAC","D3040 DISTRIBUTION SYSTEMS","D304001 AIR DISTRIBUTION, HEATING & COOLING","VAV Terminal, Fan Powered - 200 CFM, Cooling Only","D304001: HVAC, DISTRIBUTION SYSTEMS, AIR DISTRIBUTION, HEATING & COOLING - VAV Terminal, Fan Powered - 200 CFM, Cooling Only"]
[null,null,null,null,null,null,null,null,null,null,null,"23-19 19 13 15","Fireplace Free Vent Ductwork","23-19 19 13 15: Fireplace Free Vent Ductwork",null,null,20775,"D30 HVAC","D3040 DISTRIBUTION SYSTEMS","D304001 AIR DISTRIBUTION, HEATING & COOLING","VAV Terminal, Fan Powered - 200 CFM, Hot Water Reheat","D304001: HVAC, DISTRIBUTION SYSTEMS, AIR DISTRIBUTION, HEATING & COOLING - VAV Terminal, Fan Powered - 200 CFM, Hot Water Reheat"]
[null,null,null,null,null,null,null,null,null,null,null,"23-19 19 13 17","Fireplace Tri Wall Vent Ductwork","23-19 19 13 17: Fireplace Tri Wall Vent Ductwork",null,null,20790,"D30 HVAC","D3040 DISTRIBUTION SYSTEMS","D304001 AIR DISTRIBUTION, HEATING & COOLING","VAV Terminal, Fan Powered - 2000 CFM, Cooling Only","D304001: HVAC, DISTRIBUTION SYSTEMS, AIR DISTRIBUTION, HEATING & COOLING - VAV Terminal, Fan Powered - 2000 CFM, Cooling Only"]
[null,null,null,null,null,null,null,null,null,null,null,"23-19 19 13 19","Fireplace Dampers","23-19 19 13 19: Fireplace Dampers",null,null,20782,"D30 HVAC","D3040 DISTRIBUTION SYSTEMS","D304001 AIR DISTRIBUTION, HEATING & COOLING","VAV Terminal, Fan Powered - 2000 CFM, Hot Water Reheat","D304001: HVAC, DISTRIBUTION SYSTEMS, AIR DISTRIBUTION, HEATING & COOLING - VAV Terminal, Fan Powered - 2000 CFM, Hot Water Reheat"]
[null,null,null,null,null,null,null,null,null,null,null,"23-19 19 15","Flue and Chimney Systems Components","23-19 19 15: Flue and Chimney Systems Components",null,null,20789,"D30 HVAC","D3040 DISTRIBUTION SYSTEMS","D304001 AIR DISTRIBUTION, HEATING & COOLING","VAV Terminal, Fan Powered - 400 CFM, Cooling Only","D304001: HVAC, DISTRIBUTION SYSTEMS, AIR DISTRIBUTION, HEATING & COOLING - VAV Terminal, Fan Powered - 400 CFM, Cooling Only"]
[null,null,null,null,null,null,null,null,null,null,null,"23-19 19 15 11","Draft Control Devices","23-19 19 15 11: Draft Control Devices",null,null,20781,"D30 HVAC","D3040 DISTRIBUTION SYSTEMS","D304001 AIR DISTRIBUTION, HEATING & COOLING","VAV Terminal, Fan Powered - 400 CFM, Hot Water Reheat","D304001: HVAC, DISTRIBUTION SYSTEMS, AIR DISTRIBUTION, HEATING & COOLING - VAV Terminal, Fan Powered - 400 CFM, Hot Water Reheat"]
[null,null,null,null,null,null,null,null,null,null,null,"23-19 19 15 13","Fireplace Lintels","23-19 19 15 13: Fireplace Lintels",null,null,20787,"D30 HVAC","D3040 DISTRIBUTION SYSTEMS","D304001 AIR DISTRIBUTION, HEATING & COOLING","VAV Terminal, Fan Powered - 600 CFM, Cooling Only","D304001: HVAC, DISTRIBUTION SYSTEMS, AIR DISTRIBUTION, HEATING & COOLING - VAV Terminal, Fan Powered - 600 CFM, Cooling Only"]
[null,null,null,null,null,null,null,null,null,null,null,"23-19 19 15 15","Flue Linings","23-19 19 15 15: Flue Linings",null,null,20780,"D30 HVAC","D3040 DISTRIBUTION SYSTEMS","D304001 AIR DISTRIBUTION, HEATING & COOLING","VAV Terminal, Fan Powered - 600 CFM, Hot Water Reheat","D304001: HVAC, DISTRIBUTION SYSTEMS, AIR DISTRIBUTION, HEATING & COOLING - VAV Terminal, Fan Powered - 600 CFM, Hot Water Reheat"]
[null,null,null,null,null,null,null,null,null,null,null,"23-19 19 15 17","Flue Caps","23-19 19 15 17: Flue Caps",null,null,20786,"D30 HVAC","D3040 DISTRIBUTION SYSTEMS","D304001 AIR DISTRIBUTION, HEATING & COOLING","VAV Terminal, Fan Powered - 800 CFM, Cooling Only","D304001: HVAC, DISTRIBUTION SYSTEMS, AIR DISTRIBUTION, HEATING & COOLING - VAV Terminal, Fan Powered - 800 CFM, Cooling Only"]
[null,null,null,null,null,null,null,null,null,null,null,"23-19 19 15 19","Flue Cowls","23-19 19 15 19: Flue Cowls",null,null,20779,"D30 HVAC","D3040 DISTRIBUTION SYSTEMS","D304001 AIR DISTRIBUTION, HEATING & COOLING","VAV Terminal, Fan Powered - 800 CFM, Hot Water Reheat","D304001: HVAC, DISTRIBUTION SYSTEMS, AIR DISTRIBUTION, HEATING & COOLING - VAV Terminal, Fan Powered - 800 CFM, Hot Water Reheat"]
[null,null,null,null,null,null,null,null,null,null,null,"23-19 19 15 21","Chimney Dampers","23-19 19 15 21: Chimney Dampers",null,null,40124,"D30 HVAC","D3040 DISTRIBUTION SYSTEMS","D304002 STEAM DISTRIBUTION SYSTEMS","General","D304002: HVAC, DISTRIBUTION SYSTEMS, STEAM DISTRIBUTION SYSTEMS - General"]
[null,null,null,null,null,null,null,null,null,null,null,"23-19 19 15 23","Fire Shutter Extinguishers","23-19 19 15 23: Fire Shutter Extinguishers",null,null,42212,"D30 HVAC","D3040 DISTRIBUTION SYSTEMS","D304002 STEAM DISTRIBUTION SYSTEMS","Other","D304002: HVAC, DISTRIBUTION SYSTEMS, STEAM DISTRIBUTION SYSTEMS - Other"]
[null,null,null,null,null,null,null,null,null,null,null,"23-19 19 15 25","Flue Gas Purifiers","23-19 19 15 25: Flue Gas Purifiers",null,null,43212,"D30 HVAC","D3040 DISTRIBUTION SYSTEMS","D304002 STEAM DISTRIBUTION SYSTEMS","Unknown","D304002: HVAC, DISTRIBUTION SYSTEMS, STEAM DISTRIBUTION SYSTEMS - Unknown"]
[null,null,null,null,null,null,null,null,null,null,null,"23-19 25 11","Bird Control Devices","23-19 25 11: Bird Control Devices",null,null,41213,"D30 HVAC","D3040 DISTRIBUTION SYSTEMS","D304003 HOT WATER DISTRIBUTION SYSTEMS","General","D304003: HVAC, DISTRIBUTION SYSTEMS, HOT WATER DISTRIBUTION SYSTEMS - General"]
[null,null,null,null,null,null,null,null,null,null,null,"23-19 25 11 11","Roost Inhibitors","23-19 25 11 11: Roost Inhibitors",null,null,42213,"D30 HVAC","D3040 DISTRIBUTION SYSTEMS","D304003 HOT WATER DISTRIBUTION SYSTEMS","Other","D304003: HVAC, DISTRIBUTION SYSTEMS, HOT WATER DISTRIBUTION SYSTEMS - Other"]
[null,null,null,null,null,null,null,null,null,null,null,"23-19 25 11 11 11","Bird Wire","23-19 25 11 11 11: Bird Wire",null,null,43213,"D30 HVAC","D3040 DISTRIBUTION SYSTEMS","D304003 HOT WATER DISTRIBUTION SYSTEMS","Unknown","D304003: HVAC, DISTRIBUTION SYSTEMS, HOT WATER DISTRIBUTION SYSTEMS - Unknown"]
[null,null,null,null,null,null,null,null,null,null,null,"23-19 25 11 11 13","Bird Spikes","23-19 25 11 11 13: Bird Spikes",null,null,44162,"D30 HVAC","D3040 DISTRIBUTION SYSTEMS","D304003 HOT WATER DISTRIBUTION SYSTEMS","Circulating Pump - 1/2 HP","D304003: HVAC, DISTRIBUTION SYSTEMS, HOT WATER DISTRIBUTION SYSTEMS - Circulating Pump - 1/2 HP"]
[null,null,null,null,null,null,null,null,null,null,null,"23-19 25 11 11 15","Bird Netting","23-19 25 11 11 15: Bird Netting",null,null,44163,"D30 HVAC","D3040 DISTRIBUTION SYSTEMS","D304003 HOT WATER DISTRIBUTION SYSTEMS","Circulating Pump - 1/4 HP","D304003: HVAC, DISTRIBUTION SYSTEMS, HOT WATER DISTRIBUTION SYSTEMS - Circulating Pump - 1/4 HP"]
[null,null,null,null,null,null,null,null,null,null,null,"23-19 25 11 13","Bird Flight Diverters","23-19 25 11 13: Bird Flight Diverters",null,null,44054,"D30 HVAC","D3040 DISTRIBUTION SYSTEMS","D304003 HOT WATER DISTRIBUTION SYSTEMS","Circulating Pump, Double Suction","D304003: HVAC, DISTRIBUTION SYSTEMS, HOT WATER DISTRIBUTION SYSTEMS - Circulating Pump, Double Suction"]
[null,null,null,null,null,null,null,null,null,null,null,"23-19 25 11 15","Bird Repellant Devices","23-19 25 11 15: Bird Repellant Devices",null,null,44055,"D30 HVAC","D3040 DISTRIBUTION SYSTEMS","D304003 HOT WATER DISTRIBUTION SYSTEMS","Circulating Pump, Double Suction - 10\" size, 150 HP, to 4000 GPM","D304003: HVAC, DISTRIBUTION SYSTEMS, HOT WATER DISTRIBUTION SYSTEMS - Circulating Pump, Double Suction - 10\" size, 150 HP, to 4000 GPM"]
[null,null,null,null,null,null,null,null,null,null,null,"23-19 25 11 15 11","Sonic Repellant Devices","23-19 25 11 15 11: Sonic Repellant Devices",null,null,44056,"D30 HVAC","D3040 DISTRIBUTION SYSTEMS","D304003 HOT WATER DISTRIBUTION SYSTEMS","Circulating Pump, Double Suction - 6\" size, 50 HP, to 1200 GPM","D304003: HVAC, DISTRIBUTION SYSTEMS, HOT WATER DISTRIBUTION SYSTEMS - Circulating Pump, Double Suction - 6\" size, 50 HP, to 1200 GPM"]
[null,null,null,null,null,null,null,null,null,null,null,"23-19 25 11 15 13","Ultra Sonic Repellant Devices","23-19 25 11 15 13: Ultra Sonic Repellant Devices",null,null,44057,"D30 HVAC","D3040 DISTRIBUTION SYSTEMS","D304003 HOT WATER DISTRIBUTION SYSTEMS","Circulating Pump, Double Suction - 8\" size, 100 HP, to 3000 GPM","D304003: HVAC, DISTRIBUTION SYSTEMS, HOT WATER DISTRIBUTION SYSTEMS - Circulating Pump, Double Suction - 8\" size, 100 HP, to 3000 GPM"]
[null,null,null,null,null,null,null,null,null,null,null,"23-19 25 11 15 15","Visual Devices","23-19 25 11 15 15: Visual Devices",null,null,44058,"D30 HVAC","D3040 DISTRIBUTION SYSTEMS","D304003 HOT WATER DISTRIBUTION SYSTEMS","Circulating Pump, Double Suction - 8\" size, 75 HP, to 2500 GPM","D304003: HVAC, DISTRIBUTION SYSTEMS, HOT WATER DISTRIBUTION SYSTEMS - Circulating Pump, Double Suction - 8\" size, 75 HP, to 2500 GPM"]
[null,null,null,null,null,null,null,null,null,null,null,"23-19 25 11 17","Bird Attractors","23-19 25 11 17: Bird Attractors",null,null,44059,"D30 HVAC","D3040 DISTRIBUTION SYSTEMS","D304003 HOT WATER DISTRIBUTION SYSTEMS","Circulating Pump, End Suction","D304003: HVAC, DISTRIBUTION SYSTEMS, HOT WATER DISTRIBUTION SYSTEMS - Circulating Pump, End Suction"]
[null,null,null,null,null,null,null,null,null,null,null,"23-19 25 11 19","Bird Control Accessories","23-19 25 11 19: Bird Control Accessories",null,null,44060,"D30 HVAC","D3040 DISTRIBUTION SYSTEMS","D304003 HOT WATER DISTRIBUTION SYSTEMS","Circulating Pump, End Suction - 2-1/2\" size, 3 HP, to 150 GPM","D304003: HVAC, DISTRIBUTION SYSTEMS, HOT WATER DISTRIBUTION SYSTEMS - Circulating Pump, End Suction - 2-1/2\" size, 3 HP, to 150 GPM"]
[null,null,null,null,null,null,null,null,null,null,null,"23-19 25 11 19 11","Mounting Clips","23-19 25 11 19 11: Mounting Clips",null,null,44061,"D30 HVAC","D3040 DISTRIBUTION SYSTEMS","D304003 HOT WATER DISTRIBUTION SYSTEMS","Circulating Pump, End Suction - 3\" size, 5 HP, to 225 GPM","D304003: HVAC, DISTRIBUTION SYSTEMS, HOT WATER DISTRIBUTION SYSTEMS - Circulating Pump, End Suction - 3\" size, 5 HP, to 225 GPM"]
[null,null,null,null,null,null,null,null,null,null,null,"23-19 25 11 19 13","Extension Speakers","23-19 25 11 19 13: Extension Speakers",null,null,44062,"D30 HVAC","D3040 DISTRIBUTION SYSTEMS","D304003 HOT WATER DISTRIBUTION SYSTEMS","Circulating Pump, End Suction - 4\" size, 7-1/2 HP, to 350 GPM","D304003: HVAC, DISTRIBUTION SYSTEMS, HOT WATER DISTRIBUTION SYSTEMS - Circulating Pump, End Suction - 4\" size, 7-1/2 HP, to 350 GPM"]
[null,null,null,null,null,null,null,null,null,null,null,"23-19 25 11 19 15","Solar Panels","23-19 25 11 19 15: Solar Panels",null,null,44063,"D30 HVAC","D3040 DISTRIBUTION SYSTEMS","D304003 HOT WATER DISTRIBUTION SYSTEMS","Circulating Pump, End Suction - 5\" size, 15 HP, to 1000 GPM","D304003: HVAC, DISTRIBUTION SYSTEMS, HOT WATER DISTRIBUTION SYSTEMS - Circulating Pump, End Suction - 5\" size, 15 HP, to 1000 GPM"]
[null,null,null,null,null,null,null,null,null,null,null,"23-19 25 11 19 17","Spikes Adhesives","23-19 25 11 19 17: Spikes Adhesives",null,null,44064,"D30 HVAC","D3040 DISTRIBUTION SYSTEMS","D304003 HOT WATER DISTRIBUTION SYSTEMS","Circulating Pump, End Suction - 6\" size, 25 HP, to 1550 GPM","D304003: HVAC, DISTRIBUTION SYSTEMS, HOT WATER DISTRIBUTION SYSTEMS - Circulating Pump, End Suction - 6\" size, 25 HP, to 1550 GPM"]
[null,null,null,null,null,null,null,null,null,null,null,"23-19 25 11 19 19","Foot Pumps","23-19 25 11 19 19: Foot Pumps",null,null,21530,"D30 HVAC","D3040 DISTRIBUTION SYSTEMS","D304003 HOT WATER DISTRIBUTION SYSTEMS","Heat Exchanger, Plate Type","D304003: HVAC, DISTRIBUTION SYSTEMS, HOT WATER DISTRIBUTION SYSTEMS - Heat Exchanger, Plate Type"]
[null,null,null,null,null,null,null,null,null,null,null,"23-19 25 11 19 21","Caulking Guns","23-19 25 11 19 21: Caulking Guns",null,null,20632,"D30 HVAC","D3040 DISTRIBUTION SYSTEMS","D304003 HOT WATER DISTRIBUTION SYSTEMS","Heat Exchanger, Plate Type - 1200 GPM","D304003: HVAC, DISTRIBUTION SYSTEMS, HOT WATER DISTRIBUTION SYSTEMS - Heat Exchanger, Plate Type - 1200 GPM"]
[null,null,null,null,null,null,null,null,null,null,null,"23-19 25 13","Insect Control Devices","23-19 25 13: Insect Control Devices",null,null,20633,"D30 HVAC","D3040 DISTRIBUTION SYSTEMS","D304003 HOT WATER DISTRIBUTION SYSTEMS","Heat Exchanger, Plate Type - 1800 GPM","D304003: HVAC, DISTRIBUTION SYSTEMS, HOT WATER DISTRIBUTION SYSTEMS - Heat Exchanger, Plate Type - 1800 GPM"]
[null,null,null,null,null,null,null,null,null,null,null,"23-19 25 13 11","Electronic Insect Repellers","23-19 25 13 11: Electronic Insect Repellers",null,null,20630,"D30 HVAC","D3040 DISTRIBUTION SYSTEMS","D304003 HOT WATER DISTRIBUTION SYSTEMS","Heat Exchanger, Plate Type - 400 GPM","D304003: HVAC, DISTRIBUTION SYSTEMS, HOT WATER DISTRIBUTION SYSTEMS - Heat Exchanger, Plate Type - 400 GPM"]
[null,null,null,null,null,null,null,null,null,null,null,"23-19 25 13 11 11","Automatic Misting Systems","23-19 25 13 11 11: Automatic Misting Systems",null,null,20631,"D30 HVAC","D3040 DISTRIBUTION SYSTEMS","D304003 HOT WATER DISTRIBUTION SYSTEMS","Heat Exchanger, Plate Type - 800 GPM","D304003: HVAC, DISTRIBUTION SYSTEMS, HOT WATER DISTRIBUTION SYSTEMS - Heat Exchanger, Plate Type - 800 GPM"]
[null,null,null,null,null,null,null,null,null,null,null,"23-19 25 13 11 13","Vacuum System s","23-19 25 13 11 13: Vacuum System s",null,null,21531,"D30 HVAC","D3040 DISTRIBUTION SYSTEMS","D304003 HOT WATER DISTRIBUTION SYSTEMS","Heat Exchanger, Shell & Tube","D304003: HVAC, DISTRIBUTION SYSTEMS, HOT WATER DISTRIBUTION SYSTEMS - Heat Exchanger, Shell & Tube"]
[null,null,null,null,null,null,null,null,null,null,null,"23-19 25 13 11 15","Sonic Repellers","23-19 25 13 11 15: Sonic Repellers",null,null,20636,"D30 HVAC","D3040 DISTRIBUTION SYSTEMS","D304003 HOT WATER DISTRIBUTION SYSTEMS","Heat Exchanger, Shell & Tube - 240 GPM","D304003: HVAC, DISTRIBUTION SYSTEMS, HOT WATER DISTRIBUTION SYSTEMS - Heat Exchanger, Shell & Tube - 240 GPM"]
[null,null,null,null,null,null,null,null,null,null,null,"23-19 25 13 11 17","Ultrasonic Repellers","23-19 25 13 11 17: Ultrasonic Repellers",null,null,20634,"D30 HVAC","D3040 DISTRIBUTION SYSTEMS","D304003 HOT WATER DISTRIBUTION SYSTEMS","Heat Exchanger, Shell & Tube - 40 GPM","D304003: HVAC, DISTRIBUTION SYSTEMS, HOT WATER DISTRIBUTION SYSTEMS - Heat Exchanger, Shell & Tube - 40 GPM"]
[null,null,null,null,null,null,null,null,null,null,null,"23-19 25 13 11 19","Electromagnetic Repellers","23-19 25 13 11 19: Electromagnetic Repellers",null,null,20637,"D30 HVAC","D3040 DISTRIBUTION SYSTEMS","D304003 HOT WATER DISTRIBUTION SYSTEMS","Heat Exchanger, Shell & Tube - 600 GPM","D304003: HVAC, DISTRIBUTION SYSTEMS, HOT WATER DISTRIBUTION SYSTEMS - Heat Exchanger, Shell & Tube - 600 GPM"]
[null,null,null,null,null,null,null,null,null,null,null,"23-19 25 13 13","Fly Traps","23-19 25 13 13: Fly Traps",null,null,20635,"D30 HVAC","D3040 DISTRIBUTION SYSTEMS","D304003 HOT WATER DISTRIBUTION SYSTEMS","Heat Exchanger, Shell & Tube - 96 GPM","D304003: HVAC, DISTRIBUTION SYSTEMS, HOT WATER DISTRIBUTION SYSTEMS - Heat Exchanger, Shell & Tube - 96 GPM"]
[null,null,null,null,null,null,null,null,null,null,null,"23-19 25 13 15","Screens","23-19 25 13 15: Screens",null,null,41214,"D30 HVAC","D3040 DISTRIBUTION SYSTEMS","D304004 CHANGE OVER DISTRIBUTION SYSTEMS","General","D304004: HVAC, DISTRIBUTION SYSTEMS, CHANGE OVER DISTRIBUTION SYSTEMS - General"]
[null,null,null,null,null,null,null,null,null,null,null,"23-19 25 13 17","Foam Sealants","23-19 25 13 17: Foam Sealants",null,null,42214,"D30 HVAC","D3040 DISTRIBUTION SYSTEMS","D304004 CHANGE OVER DISTRIBUTION SYSTEMS","Other","D304004: HVAC, DISTRIBUTION SYSTEMS, CHANGE OVER DISTRIBUTION SYSTEMS - Other"]
[null,null,null,null,null,null,null,null,null,null,null,"23-19 25 13 19","Fly Boards","23-19 25 13 19: Fly Boards",null,null,43214,"D30 HVAC","D3040 DISTRIBUTION SYSTEMS","D304004 CHANGE OVER DISTRIBUTION SYSTEMS","Unknown","D304004: HVAC, DISTRIBUTION SYSTEMS, CHANGE OVER DISTRIBUTION SYSTEMS - Unknown"]
[null,null,null,null,null,null,null,null,null,null,null,"23-19 25 13 21","Insect Control Accessories","23-19 25 13 21: Insect Control Accessories",null,null,40184,"D30 HVAC","D3040 DISTRIBUTION SYSTEMS","D304005 GLYCOL DISTRIBUTION SYSTEMS","General","D304005: HVAC, DISTRIBUTION SYSTEMS, GLYCOL DISTRIBUTION SYSTEMS - General"]
[null,null,null,null,null,null,null,null,null,null,null,"23-19 25 13 21 11","Nozzles","23-19 25 13 21 11: Nozzles",null,null,42215,"D30 HVAC","D3040 DISTRIBUTION SYSTEMS","D304005 GLYCOL DISTRIBUTION SYSTEMS","Other","D304005: HVAC, DISTRIBUTION SYSTEMS, GLYCOL DISTRIBUTION SYSTEMS - Other"]
[null,null,null,null,null,null,null,null,null,null,null,"23-19 25 13 21 13","Tubing","23-19 25 13 21 13: Tubing",null,null,43215,"D30 HVAC","D3040 DISTRIBUTION SYSTEMS","D304005 GLYCOL DISTRIBUTION SYSTEMS","Unknown","D304005: HVAC, DISTRIBUTION SYSTEMS, GLYCOL DISTRIBUTION SYSTEMS - Unknown"]
[null,null,null,null,null,null,null,null,null,null,null,"23-19 25 13 21 15","Risers","23-19 25 13 21 15: Risers",null,null,41216,"D30 HVAC","D3040 DISTRIBUTION SYSTEMS","D304006 CHILLED WATER DISTRIBUTION SYSTEMS","General","D304006: HVAC, DISTRIBUTION SYSTEMS, CHILLED WATER DISTRIBUTION SYSTEMS - General"]
[null,null,null,null,null,null,null,null,null,null,null,"23-19 25 13 21 17","Fittings","23-19 25 13 21 17: Fittings",null,null,42216,"D30 HVAC","D3040 DISTRIBUTION SYSTEMS","D304006 CHILLED WATER DISTRIBUTION SYSTEMS","Other","D304006: HVAC, DISTRIBUTION SYSTEMS, CHILLED WATER DISTRIBUTION SYSTEMS - Other"]
[null,null,null,null,null,null,null,null,null,null,null,"23-19 25 13 21 19","Remote Controls","23-19 25 13 21 19: Remote Controls",null,null,43216,"D30 HVAC","D3040 DISTRIBUTION SYSTEMS","D304006 CHILLED WATER DISTRIBUTION SYSTEMS","Unknown","D304006: HVAC, DISTRIBUTION SYSTEMS, CHILLED WATER DISTRIBUTION SYSTEMS - Unknown"]
[null,null,null,null,null,null,null,null,null,null,null,"23-19 25 15","Rodent Control Devices","23-19 25 15: Rodent Control Devices",null,null,21529,"D30 HVAC","D3040 DISTRIBUTION SYSTEMS","D304006 CHILLED WATER DISTRIBUTION SYSTEMS","Circulating Pump, Double Suction","D304006: HVAC, DISTRIBUTION SYSTEMS, CHILLED WATER DISTRIBUTION SYSTEMS - Circulating Pump, Double Suction"]
[null,null,null,null,null,null,null,null,null,null,null,"23-19 25 15 11","Traps","23-19 25 15 11: Traps",null,null,20627,"D30 HVAC","D3040 DISTRIBUTION SYSTEMS","D304006 CHILLED WATER DISTRIBUTION SYSTEMS","Circulating Pump, Double Suction - 10\" size, 150 HP, to 4000 GPM","D304006: HVAC, DISTRIBUTION SYSTEMS, CHILLED WATER DISTRIBUTION SYSTEMS - Circulating Pump, Double Suction - 10\" size, 150 HP, to 4000 GPM"]
[null,null,null,null,null,null,null,null,null,null,null,"23-19 25 15 11 11","Snap Traps","23-19 25 15 11 11: Snap Traps",null,null,20628,"D30 HVAC","D3040 DISTRIBUTION SYSTEMS","D304006 CHILLED WATER DISTRIBUTION SYSTEMS","Circulating Pump, Double Suction - 6\" size, 50 HP, to 1200 GPM","D304006: HVAC, DISTRIBUTION SYSTEMS, CHILLED WATER DISTRIBUTION SYSTEMS - Circulating Pump, Double Suction - 6\" size, 50 HP, to 1200 GPM"]
[null,null,null,null,null,null,null,null,null,null,null,"23-19 25 15 11 13","Glue Traps","23-19 25 15 11 13: Glue Traps",null,null,20626,"D30 HVAC","D3040 DISTRIBUTION SYSTEMS","D304006 CHILLED WATER DISTRIBUTION SYSTEMS","Circulating Pump, Double Suction - 8\" size, 100 HP, to 3000 GPM","D304006: HVAC, DISTRIBUTION SYSTEMS, CHILLED WATER DISTRIBUTION SYSTEMS - Circulating Pump, Double Suction - 8\" size, 100 HP, to 3000 GPM"]
[null,null,null,null,null,null,null,null,null,null,null,"23-19 25 15 11 15","Sticky Traps","23-19 25 15 11 15: Sticky Traps",null,null,20629,"D30 HVAC","D3040 DISTRIBUTION SYSTEMS","D304006 CHILLED WATER DISTRIBUTION SYSTEMS","Circulating Pump, Double Suction - 8\" size, 75 HP, to 2500 GPM","D304006: HVAC, DISTRIBUTION SYSTEMS, CHILLED WATER DISTRIBUTION SYSTEMS - Circulating Pump, Double Suction - 8\" size, 75 HP, to 2500 GPM"]
[null,null,null,null,null,null,null,null,null,null,null,"23-19 25 15 11 17","Electronic Traps","23-19 25 15 11 17: Electronic Traps",null,null,21538,"D30 HVAC","D3040 DISTRIBUTION SYSTEMS","D304006 CHILLED WATER DISTRIBUTION SYSTEMS","Circulating Pump, End Suction","D304006: HVAC, DISTRIBUTION SYSTEMS, CHILLED WATER DISTRIBUTION SYSTEMS - Circulating Pump, End Suction"]
[null,null,null,null,null,null,null,null,null,null,null,"23-19 25 15 13","Ultrasonic Rodent Control Devices","23-19 25 15 13: Ultrasonic Rodent Control Devices",null,null,20680,"D30 HVAC","D3040 DISTRIBUTION SYSTEMS","D304006 CHILLED WATER DISTRIBUTION SYSTEMS","Circulating Pump, End Suction - 2-1/2\" size, 3 HP, to 150 GPM","D304006: HVAC, DISTRIBUTION SYSTEMS, CHILLED WATER DISTRIBUTION SYSTEMS - Circulating Pump, End Suction - 2-1/2\" size, 3 HP, to 150 GPM"]
[null,null,null,null,null,null,null,null,null,null,null,"23-19 25 15 15","Electronic Rodent Control Devices","23-19 25 15 15: Electronic Rodent Control Devices",null,null,20681,"D30 HVAC","D3040 DISTRIBUTION SYSTEMS","D304006 CHILLED WATER DISTRIBUTION SYSTEMS","Circulating Pump, End Suction - 3\" size, 5 HP, to 225 GPM","D304006: HVAC, DISTRIBUTION SYSTEMS, CHILLED WATER DISTRIBUTION SYSTEMS - Circulating Pump, End Suction - 3\" size, 5 HP, to 225 GPM"]
[null,null,null,null,null,null,null,null,null,null,null,"23-19 25 15 17","Proofing Devices","23-19 25 15 17: Proofing Devices",null,null,20682,"D30 HVAC","D3040 DISTRIBUTION SYSTEMS","D304006 CHILLED WATER DISTRIBUTION SYSTEMS","Circulating Pump, End Suction - 4\" size, 7-1/2 HP, to 350 GPM","D304006: HVAC, DISTRIBUTION SYSTEMS, CHILLED WATER DISTRIBUTION SYSTEMS - Circulating Pump, End Suction - 4\" size, 7-1/2 HP, to 350 GPM"]
[null,null,null,null,null,null,null,null,null,null,null,"23-19 25 15 19","Tracking Products","23-19 25 15 19: Tracking Products",null,null,20683,"D30 HVAC","D3040 DISTRIBUTION SYSTEMS","D304006 CHILLED WATER DISTRIBUTION SYSTEMS","Circulating Pump, End Suction - 5\" size, 15 HP, to 1000 GPM","D304006: HVAC, DISTRIBUTION SYSTEMS, CHILLED WATER DISTRIBUTION SYSTEMS - Circulating Pump, End Suction - 5\" size, 15 HP, to 1000 GPM"]
[null,null,null,null,null,null,null,null,null,null,null,"23-19 25 15 21","Spray Devices","23-19 25 15 21: Spray Devices",null,null,20684,"D30 HVAC","D3040 DISTRIBUTION SYSTEMS","D304006 CHILLED WATER DISTRIBUTION SYSTEMS","Circulating Pump, End Suction - 6\" size, 25 HP, to 1550 GPM","D304006: HVAC, DISTRIBUTION SYSTEMS, CHILLED WATER DISTRIBUTION SYSTEMS - Circulating Pump, End Suction - 6\" size, 25 HP, to 1550 GPM"]
[null,null,null,null,null,null,null,null,null,null,null,"23-19 25 15 23","Rodent Control Accessories","23-19 25 15 23: Rodent Control Accessories",null,null,41217,"D30 HVAC","D3040 DISTRIBUTION SYSTEMS","D304007 EXHAUST SYSTEMS","General","D304007: HVAC, DISTRIBUTION SYSTEMS, EXHAUST SYSTEMS - General"]
[null,null,null,null,null,null,null,null,null,null,null,"23-19 27 11","Weathervanes","23-19 27 11: Weathervanes",null,null,42217,"D30 HVAC","D3040 DISTRIBUTION SYSTEMS","D304007 EXHAUST SYSTEMS","Other","D304007: HVAC, DISTRIBUTION SYSTEMS, EXHAUST SYSTEMS - Other"]
[null,null,null,null,null,null,null,null,null,null,null,"23-19 27 13","Clocks","23-19 27 13: Clocks",null,null,43217,"D30 HVAC","D3040 DISTRIBUTION SYSTEMS","D304007 EXHAUST SYSTEMS","Unknown","D304007: HVAC, DISTRIBUTION SYSTEMS, EXHAUST SYSTEMS - Unknown"]
[null,null,null,null,null,null,null,null,null,null,null,"23-19 27 15","Cupolas","23-19 27 15: Cupolas",null,null,40169,"D30 HVAC","D3040 DISTRIBUTION SYSTEMS","D304007 EXHAUST SYSTEMS","Ceiling Vents, Passive","D304007: HVAC, DISTRIBUTION SYSTEMS, EXHAUST SYSTEMS - Ceiling Vents, Passive"]
[null,null,null,null,null,null,null,null,null,null,null,"23-19 27 17","Spires","23-19 27 17: Spires",null,null,40170,"D30 HVAC","D3040 DISTRIBUTION SYSTEMS","D304007 EXHAUST SYSTEMS","Ceiling Vents, Passive - Passive < 50 CFM","D304007: HVAC, DISTRIBUTION SYSTEMS, EXHAUST SYSTEMS - Ceiling Vents, Passive - Passive < 50 CFM"]
[null,null,null,null,null,null,null,null,null,null,null,"23-19 27 19","Steeples","23-19 27 19: Steeples",null,null,40174,"D30 HVAC","D3040 DISTRIBUTION SYSTEMS","D304007 EXHAUST SYSTEMS","Ceiling Vents, Passive - Passive > 300 CFM","D304007: HVAC, DISTRIBUTION SYSTEMS, EXHAUST SYSTEMS - Ceiling Vents, Passive - Passive > 300 CFM"]
[null,null,null,null,null,null,null,null,null,null,null,"23-19 27 21","Towers","23-19 27 21: Towers",null,null,40172,"D30 HVAC","D3040 DISTRIBUTION SYSTEMS","D304007 EXHAUST SYSTEMS","Ceiling Vents, Passive - Passive 110-180 CFM","D304007: HVAC, DISTRIBUTION SYSTEMS, EXHAUST SYSTEMS - Ceiling Vents, Passive - Passive 110-180 CFM"]
[null,null,null,null,null,null,null,null,null,null,null,"23-19 27 23","Industrial Breechings","23-19 27 23: Industrial Breechings",null,null,40173,"D30 HVAC","D3040 DISTRIBUTION SYSTEMS","D304007 EXHAUST SYSTEMS","Ceiling Vents, Passive - Passive 200-300 CFM","D304007: HVAC, DISTRIBUTION SYSTEMS, EXHAUST SYSTEMS - Ceiling Vents, Passive - Passive 200-300 CFM"]
[null,null,null,null,null,null,null,null,null,null,null,"23-19 27 23 11","Industrial Breechings","23-19 27 23 11: Industrial Breechings",null,null,40171,"D30 HVAC","D3040 DISTRIBUTION SYSTEMS","D304007 EXHAUST SYSTEMS","Ceiling Vents, Passive - Passive 50-110 CFM","D304007: HVAC, DISTRIBUTION SYSTEMS, EXHAUST SYSTEMS - Ceiling Vents, Passive - Passive 50-110 CFM"]
[null,null,null,null,null,null,null,null,null,null,null,"23-19 27 23 13","Fabricated Industrial Breechings","23-19 27 23 13: Fabricated Industrial Breechings",null,null,21534,"D30 HVAC","D3040 DISTRIBUTION SYSTEMS","D304007 EXHAUST SYSTEMS","Commercial/Industrial Vacuum Dust Collection","D304007: HVAC, DISTRIBUTION SYSTEMS, EXHAUST SYSTEMS - Commercial/Industrial Vacuum Dust Collection"]
[null,null,null,null,null,null,null,null,null,null,null,"23-19 27 23 15","Fabricated Industrial Breechings Accessories","23-19 27 23 15: Fabricated Industrial Breechings Accessories",null,null,20654,"D30 HVAC","D3040 DISTRIBUTION SYSTEMS","D304007 EXHAUST SYSTEMS","Commercial/Industrial Vacuum Dust Collection - 1000 CFM","D304007: HVAC, DISTRIBUTION SYSTEMS, EXHAUST SYSTEMS - Commercial/Industrial Vacuum Dust Collection - 1000 CFM"]
[null,null,null,null,null,null,null,null,null,null,null,"23-19 27 25","Industrial Chimneys","23-19 27 25: Industrial Chimneys",null,null,20655,"D30 HVAC","D3040 DISTRIBUTION SYSTEMS","D304007 EXHAUST SYSTEMS","Commercial/Industrial Vacuum Dust Collection - 1500 CFM","D304007: HVAC, DISTRIBUTION SYSTEMS, EXHAUST SYSTEMS - Commercial/Industrial Vacuum Dust Collection - 1500 CFM"]
[null,null,null,null,null,null,null,null,null,null,null,"23-19 27 25 11","Industrial Chimney Shafts","23-19 27 25 11: Industrial Chimney Shafts",null,null,20656,"D30 HVAC","D3040 DISTRIBUTION SYSTEMS","D304007 EXHAUST SYSTEMS","Commercial/Industrial Vacuum Dust Collection - 3000 CFM","D304007: HVAC, DISTRIBUTION SYSTEMS, EXHAUST SYSTEMS - Commercial/Industrial Vacuum Dust Collection - 3000 CFM"]
[null,null,null,null,null,null,null,null,null,null,null,"23-19 27 25 13","Industrial Chimney Linings","23-19 27 25 13: Industrial Chimney Linings",null,null,20653,"D30 HVAC","D3040 DISTRIBUTION SYSTEMS","D304007 EXHAUST SYSTEMS","Commercial/Industrial Vacuum Dust Collection - 500 CFM","D304007: HVAC, DISTRIBUTION SYSTEMS, EXHAUST SYSTEMS - Commercial/Industrial Vacuum Dust Collection - 500 CFM"]
[null,null,null,null,null,null,null,null,null,null,null,"23-19 27 25 15","Industrial Chimney Draft Control Devices","23-19 27 25 15: Industrial Chimney Draft Control Devices",null,null,20657,"D30 HVAC","D3040 DISTRIBUTION SYSTEMS","D304007 EXHAUST SYSTEMS","Commercial/Industrial Vacuum Dust Collection - 5000 CFM","D304007: HVAC, DISTRIBUTION SYSTEMS, EXHAUST SYSTEMS - Commercial/Industrial Vacuum Dust Collection - 5000 CFM"]
[null,null,null,null,null,null,null,null,null,null,null,"23-19 27 25 17","Industrial Insulated Sectional Chimneys","23-19 27 25 17: Industrial Insulated Sectional Chimneys",null,null,40168,"D30 HVAC","D3040 DISTRIBUTION SYSTEMS","D304007 EXHAUST SYSTEMS","Fan System, Residential Exhaust","D304007: HVAC, DISTRIBUTION SYSTEMS, EXHAUST SYSTEMS - Fan System, Residential Exhaust"]
[null,null,null,null,null,null,null,null,null,null,null,"23-19 27 27","Industrial Stacks","23-19 27 27: Industrial Stacks",null,null,21532,"D30 HVAC","D3040 DISTRIBUTION SYSTEMS","D304007 EXHAUST SYSTEMS","Fan System, Roof Exhaust","D304007: HVAC, DISTRIBUTION SYSTEMS, EXHAUST SYSTEMS - Fan System, Roof Exhaust"]
[null,null,null,null,null,null,null,null,null,null,null,"23-19 29 11","Pre Engineered Structures","23-19 29 11: Pre Engineered Structures",null,null,20641,"D30 HVAC","D3040 DISTRIBUTION SYSTEMS","D304007 EXHAUST SYSTEMS","Fan System, Roof Exhaust - 13,800 CFM","D304007: HVAC, DISTRIBUTION SYSTEMS, EXHAUST SYSTEMS - Fan System, Roof Exhaust - 13,800 CFM"]
[null,null,null,null,null,null,null,null,null,null,null,"23-19 29 11 11","Pre Engineered Structure Component","23-19 29 11 11: Pre Engineered Structure Component",null,null,20645,"D30 HVAC","D3040 DISTRIBUTION SYSTEMS","D304007 EXHAUST SYSTEMS","Fan System, Roof Exhaust - 1500 CFM","D304007: HVAC, DISTRIBUTION SYSTEMS, EXHAUST SYSTEMS - Fan System, Roof Exhaust - 1500 CFM"]
[null,null,null,null,null,null,null,null,null,null,null,"23-19 29 11 11 11","Lift Shaft Components","23-19 29 11 11 11: Lift Shaft Components",null,null,20642,"D30 HVAC","D3040 DISTRIBUTION SYSTEMS","D304007 EXHAUST SYSTEMS","Fan System, Roof Exhaust - 2750 CFM","D304007: HVAC, DISTRIBUTION SYSTEMS, EXHAUST SYSTEMS - Fan System, Roof Exhaust - 2750 CFM"]
[null,null,null,null,null,null,null,null,null,null,null,"23-19 29 11 13","Framed Pre Engineered Buildings","23-19 29 11 13: Framed Pre Engineered Buildings",null,null,20644,"D30 HVAC","D3040 DISTRIBUTION SYSTEMS","D304007 EXHAUST SYSTEMS","Fan System, Roof Exhaust - 3500 CFM","D304007: HVAC, DISTRIBUTION SYSTEMS, EXHAUST SYSTEMS - Fan System, Roof Exhaust - 3500 CFM"]
[null,null,null,null,null,null,null,null,null,null,null,"23-19 29 11 15","Panel Structure Pre Engineered Buildings","23-19 29 11 15: Panel Structure Pre Engineered Buildings",null,null,20638,"D30 HVAC","D3040 DISTRIBUTION SYSTEMS","D304007 EXHAUST SYSTEMS","Fan System, Roof Exhaust - 500 CFM","D304007: HVAC, DISTRIBUTION SYSTEMS, EXHAUST SYSTEMS - Fan System, Roof Exhaust - 500 CFM"]
[null,null,null,null,null,null,null,null,null,null,null,"23-19 29 11 17","Cubicle Structure Pre Engineered Buildings","23-19 29 11 17: Cubicle Structure Pre Engineered Buildings",null,null,20639,"D30 HVAC","D3040 DISTRIBUTION SYSTEMS","D304007 EXHAUST SYSTEMS","Fan System, Roof Exhaust - 5000 CFM","D304007: HVAC, DISTRIBUTION SYSTEMS, EXHAUST SYSTEMS - Fan System, Roof Exhaust - 5000 CFM"]
[null,null,null,null,null,null,null,null,null,null,null,"23-19 29 11 19","Air Supported Pre Engineered Buildings","23-19 29 11 19: Air Supported Pre Engineered Buildings",null,null,20643,"D30 HVAC","D3040 DISTRIBUTION SYSTEMS","D304007 EXHAUST SYSTEMS","Fan System, Roof Exhaust - 800 CFM","D304007: HVAC, DISTRIBUTION SYSTEMS, EXHAUST SYSTEMS - Fan System, Roof Exhaust - 800 CFM"]
[null,null,null,null,null,null,null,null,null,null,null,"23-19 29 11 21","Cable Supported Pre Engineered Buildings","23-19 29 11 21: Cable Supported Pre Engineered Buildings",null,null,20640,"D30 HVAC","D3040 DISTRIBUTION SYSTEMS","D304007 EXHAUST SYSTEMS","Fan System, Roof Exhaust - 8500 CFM","D304007: HVAC, DISTRIBUTION SYSTEMS, EXHAUST SYSTEMS - Fan System, Roof Exhaust - 8500 CFM"]
[null,null,null,null,null,null,null,null,null,null,null,"23-19 29 11 23","Fabric Pre Engineered Building Structures","23-19 29 11 23: Fabric Pre Engineered Building Structures",null,null,40158,"D30 HVAC","D3040 DISTRIBUTION SYSTEMS","D304007 EXHAUST SYSTEMS","Fan System, Wall Exhaust","D304007: HVAC, DISTRIBUTION SYSTEMS, EXHAUST SYSTEMS - Fan System, Wall Exhaust"]
[null,null,null,null,null,null,null,null,null,null,null,"23-19 29 11 25","Prefabricated Dome Structures","23-19 29 11 25: Prefabricated Dome Structures",null,null,40161,"D30 HVAC","D3040 DISTRIBUTION SYSTEMS","D304007 EXHAUST SYSTEMS","Fan System, Wall Exhaust - Wall Exhaust, 10,100 CFM","D304007: HVAC, DISTRIBUTION SYSTEMS, EXHAUST SYSTEMS - Fan System, Wall Exhaust - Wall Exhaust, 10,100 CFM"]
[null,null,null,null,null,null,null,null,null,null,null,"23-19 29 11 27","Portable Buildings","23-19 29 11 27: Portable Buildings",null,null,40162,"D30 HVAC","D3040 DISTRIBUTION SYSTEMS","D304007 EXHAUST SYSTEMS","Fan System, Wall Exhaust - Wall Exhaust, 14,300 CFM","D304007: HVAC, DISTRIBUTION SYSTEMS, EXHAUST SYSTEMS - Fan System, Wall Exhaust - Wall Exhaust, 14,300 CFM"]
[null,null,null,null,null,null,null,null,null,null,null,"23-19 29 11 29","Mobile Buildings","23-19 29 11 29: Mobile Buildings",null,null,40163,"D30 HVAC","D3040 DISTRIBUTION SYSTEMS","D304007 EXHAUST SYSTEMS","Fan System, Wall Exhaust - Wall Exhaust, 19,800 CFM","D304007: HVAC, DISTRIBUTION SYSTEMS, EXHAUST SYSTEMS - Fan System, Wall Exhaust - Wall Exhaust, 19,800 CFM"]
[null,null,null,null,null,null,null,null,null,null,null,"23-19 29 13","Covers and Shelters","23-19 29 13: Covers and Shelters",null,null,40164,"D30 HVAC","D3040 DISTRIBUTION SYSTEMS","D304007 EXHAUST SYSTEMS","Fan System, Wall Exhaust - Wall Exhaust, 26,250 CFM","D304007: HVAC, DISTRIBUTION SYSTEMS, EXHAUST SYSTEMS - Fan System, Wall Exhaust - Wall Exhaust, 26,250 CFM"]
[null,null,null,null,null,null,null,null,null,null,null,"23-19 29 13 11","General Purpose Shelters","23-19 29 13 11: General Purpose Shelters",null,null,40165,"D30 HVAC","D3040 DISTRIBUTION SYSTEMS","D304007 EXHAUST SYSTEMS","Fan System, Wall Exhaust - Wall Exhaust, 38,500 CFM","D304007: HVAC, DISTRIBUTION SYSTEMS, EXHAUST SYSTEMS - Fan System, Wall Exhaust - Wall Exhaust, 38,500 CFM"]
[null,null,null,null,null,null,null,null,null,null,null,"23-19 29 13 13","Shelters for Public Transport","23-19 29 13 13: Shelters for Public Transport",null,null,40166,"D30 HVAC","D3040 DISTRIBUTION SYSTEMS","D304007 EXHAUST SYSTEMS","Fan System, Wall Exhaust - Wall Exhaust, 46,000 CFM","D304007: HVAC, DISTRIBUTION SYSTEMS, EXHAUST SYSTEMS - Fan System, Wall Exhaust - Wall Exhaust, 46,000 CFM"]
[null,null,null,null,null,null,null,null,null,null,null,"23-19 29 13 13 11","Bus Stop Shelters","23-19 29 13 13 11: Bus Stop Shelters",null,null,40167,"D30 HVAC","D3040 DISTRIBUTION SYSTEMS","D304007 EXHAUST SYSTEMS","Fan System, Wall Exhaust - Wall Exhaust, 51,500 CFM","D304007: HVAC, DISTRIBUTION SYSTEMS, EXHAUST SYSTEMS - Fan System, Wall Exhaust - Wall Exhaust, 51,500 CFM"]
[null,null,null,null,null,null,null,null,null,null,null,"23-19 29 13 13 13","Train Platform Shelters","23-19 29 13 13 13: Train Platform Shelters",null,null,40159,"D30 HVAC","D3040 DISTRIBUTION SYSTEMS","D304007 EXHAUST SYSTEMS","Fan System, Wall Exhaust - Wall Exhaust, 6175 CFM","D304007: HVAC, DISTRIBUTION SYSTEMS, EXHAUST SYSTEMS - Fan System, Wall Exhaust - Wall Exhaust, 6175 CFM"]
[null,null,null,null,null,null,null,null,null,null,null,"23-19 29 13 15","Walkway Coverings","23-19 29 13 15: Walkway Coverings",null,null,40160,"D30 HVAC","D3040 DISTRIBUTION SYSTEMS","D304007 EXHAUST SYSTEMS","Fan System, Wall Exhaust - Wall Exhaust, 7500 CFM","D304007: HVAC, DISTRIBUTION SYSTEMS, EXHAUST SYSTEMS - Fan System, Wall Exhaust - Wall Exhaust, 7500 CFM"]
[null,null,null,null,null,null,null,null,null,null,null,"23-19 29 13 17","Shelters for Civil Protection","23-19 29 13 17: Shelters for Civil Protection",null,null,21574,"D30 HVAC","D3040 DISTRIBUTION SYSTEMS","D304007 EXHAUST SYSTEMS","Fume Hood Exhaust System","D304007: HVAC, DISTRIBUTION SYSTEMS, EXHAUST SYSTEMS - Fume Hood Exhaust System"]
[null,null,null,null,null,null,null,null,null,null,null,"23-19 29 13 19","Animal Shelters","23-19 29 13 19: Animal Shelters",null,null,20979,"D30 HVAC","D3040 DISTRIBUTION SYSTEMS","D304007 EXHAUST SYSTEMS","Fume Hood Exhaust System - 10', 8000 CFM","D304007: HVAC, DISTRIBUTION SYSTEMS, EXHAUST SYSTEMS - Fume Hood Exhaust System - 10', 8000 CFM"]
[null,null,null,null,null,null,null,null,null,null,null,"23-19 29 13 19 11","Kennels","23-19 29 13 19 11: Kennels",null,null,20981,"D30 HVAC","D3040 DISTRIBUTION SYSTEMS","D304007 EXHAUST SYSTEMS","Fume Hood Exhaust System - 3', 1000 CFM","D304007: HVAC, DISTRIBUTION SYSTEMS, EXHAUST SYSTEMS - Fume Hood Exhaust System - 3', 1000 CFM"]
[null,null,null,null,null,null,null,null,null,null,null,"23-19 29 13 21","Car Shelters","23-19 29 13 21: Car Shelters",null,null,20983,"D30 HVAC","D3040 DISTRIBUTION SYSTEMS","D304007 EXHAUST SYSTEMS","Fume Hood Exhaust System - 4', 2000 CFM","D304007: HVAC, DISTRIBUTION SYSTEMS, EXHAUST SYSTEMS - Fume Hood Exhaust System - 4', 2000 CFM"]
[null,null,null,null,null,null,null,null,null,null,null,"23-19 29 13 23","Shelters for Services","23-19 29 13 23: Shelters for Services",null,null,20982,"D30 HVAC","D3040 DISTRIBUTION SYSTEMS","D304007 EXHAUST SYSTEMS","Fume Hood Exhaust System - 6', 3500 CFM","D304007: HVAC, DISTRIBUTION SYSTEMS, EXHAUST SYSTEMS - Fume Hood Exhaust System - 6', 3500 CFM"]
[null,null,null,null,null,null,null,null,null,null,null,"23-19 29 13 25","Garden Umbrellas","23-19 29 13 25: Garden Umbrellas",null,null,20980,"D30 HVAC","D3040 DISTRIBUTION SYSTEMS","D304007 EXHAUST SYSTEMS","Fume Hood Exhaust System - 6', 5000 CFM","D304007: HVAC, DISTRIBUTION SYSTEMS, EXHAUST SYSTEMS - Fume Hood Exhaust System - 6', 5000 CFM"]
[null,null,null,null,null,null,null,null,null,null,null,"23-19 29 15","Special Purpose Buildings","23-19 29 15: Special Purpose Buildings",null,null,21573,"D30 HVAC","D3040 DISTRIBUTION SYSTEMS","D304007 EXHAUST SYSTEMS","Garage Exhaust Systems","D304007: HVAC, DISTRIBUTION SYSTEMS, EXHAUST SYSTEMS - Garage Exhaust Systems"]
[null,null,null,null,null,null,null,null,null,null,null,"23-19 29 15 11","Observatories","23-19 29 15 11: Observatories",null,null,20978,"D30 HVAC","D3040 DISTRIBUTION SYSTEMS","D304007 EXHAUST SYSTEMS","Garage Exhaust Systems - Dual exhaust, 3\" outlets, pair of adjoining bays","D304007: HVAC, DISTRIBUTION SYSTEMS, EXHAUST SYSTEMS - Garage Exhaust Systems - Dual exhaust, 3\" outlets, pair of adjoining bays"]
[null,null,null,null,null,null,null,null,null,null,null,"23-19 29 15 13","Control Booths","23-19 29 15 13: Control Booths",null,null,20977,"D30 HVAC","D3040 DISTRIBUTION SYSTEMS","D304007 EXHAUST SYSTEMS","Garage Exhaust Systems - Single exhaust, 3\" outlet, 1 bay","D304007: HVAC, DISTRIBUTION SYSTEMS, EXHAUST SYSTEMS - Garage Exhaust Systems - Single exhaust, 3\" outlet, 1 bay"]
[null,null,null,null,null,null,null,null,null,null,null,"23-19 29 15 15","Greenhouses","23-19 29 15 15: Greenhouses",null,null,21570,"D30 HVAC","D3040 DISTRIBUTION SYSTEMS","D304007 EXHAUST SYSTEMS","Industrial Exhaust System","D304007: HVAC, DISTRIBUTION SYSTEMS, EXHAUST SYSTEMS - Industrial Exhaust System"]
[null,null,null,null,null,null,null,null,null,null,null,"23-19 29 15 15 11","Glazed Greenhouse Structures","23-19 29 15 15 11: Glazed Greenhouse Structures",null,null,20966,"D30 HVAC","D3040 DISTRIBUTION SYSTEMS","D304007 EXHAUST SYSTEMS","Industrial Exhaust System - 1000 CFM, 1-1/2 H.P.","D304007: HVAC, DISTRIBUTION SYSTEMS, EXHAUST SYSTEMS - Industrial Exhaust System - 1000 CFM, 1-1/2 H.P."]
[null,null,null,null,null,null,null,null,null,null,null,"23-19 29 15 17","Summerhouses","23-19 29 15 17: Summerhouses",null,null,20965,"D30 HVAC","D3040 DISTRIBUTION SYSTEMS","D304007 EXHAUST SYSTEMS","Industrial Exhaust System - 12,000 CFM, 30 H.P.","D304007: HVAC, DISTRIBUTION SYSTEMS, EXHAUST SYSTEMS - Industrial Exhaust System - 12,000 CFM, 30 H.P."]
[null,null,null,null,null,null,null,null,null,null,null,"23-19 29 15 17 11","Gazebos","23-19 29 15 17 11: Gazebos",null,null,20967,"D30 HVAC","D3040 DISTRIBUTION SYSTEMS","D304007 EXHAUST SYSTEMS","Industrial Exhaust System - 2000 CFM, 3 H.P.","D304007: HVAC, DISTRIBUTION SYSTEMS, EXHAUST SYSTEMS - Industrial Exhaust System - 2000 CFM, 3 H.P."]
[null,null,null,null,null,null,null,null,null,null,null,"23-19 29 15 17 13","Pavilions","23-19 29 15 17 13: Pavilions",null,null,20968,"D30 HVAC","D3040 DISTRIBUTION SYSTEMS","D304007 EXHAUST SYSTEMS","Industrial Exhaust System - 4000 CFM, 7-1/2 H.P.","D304007: HVAC, DISTRIBUTION SYSTEMS, EXHAUST SYSTEMS - Industrial Exhaust System - 4000 CFM, 7-1/2 H.P."]
[null,null,null,null,null,null,null,null,null,null,null,"23-19 29 15 19","Kiosks","23-19 29 15 19: Kiosks",null,null,20969,"D30 HVAC","D3040 DISTRIBUTION SYSTEMS","D304007 EXHAUST SYSTEMS","Industrial Exhaust System - 8000 CFM, 15 H.P.","D304007: HVAC, DISTRIBUTION SYSTEMS, EXHAUST SYSTEMS - Industrial Exhaust System - 8000 CFM, 15 H.P."]
[null,null,null,null,null,null,null,null,null,null,null,"23-19 29 15 21","Public Restrooms","23-19 29 15 21: Public Restrooms",null,null,21528,"D30 HVAC","D3040 DISTRIBUTION SYSTEMS","D304007 EXHAUST SYSTEMS","Kitchen Exhaust/Make-Up Air","D304007: HVAC, DISTRIBUTION SYSTEMS, EXHAUST SYSTEMS - Kitchen Exhaust/Make-Up Air"]
[null,null,null,null,null,null,null,null,null,null,null,"23-19 29 15 23","Sauna Buildings","23-19 29 15 23: Sauna Buildings",null,null,20622,"D30 HVAC","D3040 DISTRIBUTION SYSTEMS","D304007 EXHAUST SYSTEMS","Kitchen Exhaust/Make-Up Air - 12,000 CFM","D304007: HVAC, DISTRIBUTION SYSTEMS, EXHAUST SYSTEMS - Kitchen Exhaust/Make-Up Air - 12,000 CFM"]
[null,null,null,null,null,null,null,null,null,null,null,"23-19 29 15 25","Funerary Construction Products","23-19 29 15 25: Funerary Construction Products",null,null,20621,"D30 HVAC","D3040 DISTRIBUTION SYSTEMS","D304007 EXHAUST SYSTEMS","Kitchen Exhaust/Make-Up Air - 16,000 CFM","D304007: HVAC, DISTRIBUTION SYSTEMS, EXHAUST SYSTEMS - Kitchen Exhaust/Make-Up Air - 16,000 CFM"]
[null,null,null,null,null,null,null,null,null,null,null,"23-19 29 15 25 11","Preassembled Mausoleums","23-19 29 15 25 11: Preassembled Mausoleums",null,null,20624,"D30 HVAC","D3040 DISTRIBUTION SYSTEMS","D304007 EXHAUST SYSTEMS","Kitchen Exhaust/Make-Up Air - 2000 CFM","D304007: HVAC, DISTRIBUTION SYSTEMS, EXHAUST SYSTEMS - Kitchen Exhaust/Make-Up Air - 2000 CFM"]
[null,null,null,null,null,null,null,null,null,null,null,"23-19 29 15 27","General Purpose Booths","23-19 29 15 27: General Purpose Booths",null,null,20620,"D30 HVAC","D3040 DISTRIBUTION SYSTEMS","D304007 EXHAUST SYSTEMS","Kitchen Exhaust/Make-Up Air - 3000 CFM","D304007: HVAC, DISTRIBUTION SYSTEMS, EXHAUST SYSTEMS - Kitchen Exhaust/Make-Up Air - 3000 CFM"]
[null,null,null,null,null,null,null,null,null,null,null,"23-19 29 15 27 11","Ticket Booths","23-19 29 15 27 11: Ticket Booths",null,null,20623,"D30 HVAC","D3040 DISTRIBUTION SYSTEMS","D304007 EXHAUST SYSTEMS","Kitchen Exhaust/Make-Up Air - 5000 CFM","D304007: HVAC, DISTRIBUTION SYSTEMS, EXHAUST SYSTEMS - Kitchen Exhaust/Make-Up Air - 5000 CFM"]
[null,null,null,null,null,null,null,null,null,null,null,"23-19 29 15 27 13","Parking Attendant Booths","23-19 29 15 27 13: Parking Attendant Booths",null,null,20625,"D30 HVAC","D3040 DISTRIBUTION SYSTEMS","D304007 EXHAUST SYSTEMS","Kitchen Exhaust/Make-Up Air - 8000 CFM","D304007: HVAC, DISTRIBUTION SYSTEMS, EXHAUST SYSTEMS - Kitchen Exhaust/Make-Up Air - 8000 CFM"]
[null,null,null,null,null,null,null,null,null,null,null,"23-19 29 15 27 15","Toll Booths","23-19 29 15 27 15: Toll Booths",null,null,41218,"D30 HVAC","D3040 DISTRIBUTION SYSTEMS","D304008 AIR HANDLING UNITS","General","D304008: HVAC, DISTRIBUTION SYSTEMS, AIR HANDLING UNITS - General"]
[null,null,null,null,null,null,null,null,null,null,null,"23-19 29 15 27 17","Guard Booths","23-19 29 15 27 17: Guard Booths",null,null,42218,"D30 HVAC","D3040 DISTRIBUTION SYSTEMS","D304008 AIR HANDLING UNITS","Other","D304008: HVAC, DISTRIBUTION SYSTEMS, AIR HANDLING UNITS - Other"]
[null,null,null,null,null,null,null,null,null,null,null,"23-19 29 15 27 19","Valet Booths","23-19 29 15 27 19: Valet Booths",null,null,43218,"D30 HVAC","D3040 DISTRIBUTION SYSTEMS","D304008 AIR HANDLING UNITS","Unknown","D304008: HVAC, DISTRIBUTION SYSTEMS, AIR HANDLING UNITS - Unknown"]
[null,null,null,null,null,null,null,null,null,null,null,"23-19 29 17","Building Modules","23-19 29 17: Building Modules",null,null,21537,"D30 HVAC","D3040 DISTRIBUTION SYSTEMS","D304008 AIR HANDLING UNITS","Central Station","D304008: HVAC, DISTRIBUTION SYSTEMS, AIR HANDLING UNITS - Central Station"]
[null,null,null,null,null,null,null,null,null,null,null,"23-19 29 17 11","Prison Cells","23-19 29 17 11: Prison Cells",null,null,20678,"D30 HVAC","D3040 DISTRIBUTION SYSTEMS","D304008 AIR HANDLING UNITS","Central Station -  2000 CFM","D304008: HVAC, DISTRIBUTION SYSTEMS, AIR HANDLING UNITS - Central Station -  2000 CFM"]
[null,null,null,null,null,null,null,null,null,null,null,"23-19 29 17 13","Hotel Rooms","23-19 29 17 13: Hotel Rooms",null,null,20677,"D30 HVAC","D3040 DISTRIBUTION SYSTEMS","D304008 AIR HANDLING UNITS","Central Station -  5000 CFM","D304008: HVAC, DISTRIBUTION SYSTEMS, AIR HANDLING UNITS - Central Station -  5000 CFM"]
[null,null,null,null,null,null,null,null,null,null,null,"23-19 29 17 15","Dormitory Rooms","23-19 29 17 15: Dormitory Rooms",null,null,20670,"D30 HVAC","D3040 DISTRIBUTION SYSTEMS","D304008 AIR HANDLING UNITS","Central Station -  5000 CFM, VAV","D304008: HVAC, DISTRIBUTION SYSTEMS, AIR HANDLING UNITS - Central Station -  5000 CFM, VAV"]
[null,null,null,null,null,null,null,null,null,null,null,"23-19 29 19","Integrated Assemblies","23-19 29 19: Integrated Assemblies",null,null,20676,"D30 HVAC","D3040 DISTRIBUTION SYSTEMS","D304008 AIR HANDLING UNITS","Central Station - 10000 CFM","D304008: HVAC, DISTRIBUTION SYSTEMS, AIR HANDLING UNITS - Central Station - 10000 CFM"]
[null,null,null,null,null,null,null,null,null,null,null,"23-19 29 19 11","Sound, Vibration and Seismic Control Products","23-19 29 19 11: Sound, Vibration and Seismic Control Products",null,null,20673,"D30 HVAC","D3040 DISTRIBUTION SYSTEMS","D304008 AIR HANDLING UNITS","Central Station - 10000 CFM, VAV","D304008: HVAC, DISTRIBUTION SYSTEMS, AIR HANDLING UNITS - Central Station - 10000 CFM, VAV"]
[null,null,null,null,null,null,null,null,null,null,null,"23-19 29 19 11 11","Floating Floor Construction Products","23-19 29 19 11 11: Floating Floor Construction Products",null,null,20675,"D30 HVAC","D3040 DISTRIBUTION SYSTEMS","D304008 AIR HANDLING UNITS","Central Station - 15000 CFM","D304008: HVAC, DISTRIBUTION SYSTEMS, AIR HANDLING UNITS - Central Station - 15000 CFM"]
[null,null,null,null,null,null,null,null,null,null,null,"23-19 31 11","General Purpose Room Units","23-19 31 11: General Purpose Room Units",null,null,20679,"D30 HVAC","D3040 DISTRIBUTION SYSTEMS","D304008 AIR HANDLING UNITS","Central Station - 15000 CFM, VAV","D304008: HVAC, DISTRIBUTION SYSTEMS, AIR HANDLING UNITS - Central Station - 15000 CFM, VAV"]
[null,null,null,null,null,null,null,null,null,null,null,"23-19 31 11 11","Prefabricated General Purpose Rooms","23-19 31 11 11: Prefabricated General Purpose Rooms",null,null,20674,"D30 HVAC","D3040 DISTRIBUTION SYSTEMS","D304008 AIR HANDLING UNITS","Central Station - 20000 CFM","D304008: HVAC, DISTRIBUTION SYSTEMS, AIR HANDLING UNITS - Central Station - 20000 CFM"]
[null,null,null,null,null,null,null,null,null,null,null,"23-19 31 13","Storage Room Units","23-19 31 13: Storage Room Units",null,null,20672,"D30 HVAC","D3040 DISTRIBUTION SYSTEMS","D304008 AIR HANDLING UNITS","Central Station - 20000 CFM, VAV","D304008: HVAC, DISTRIBUTION SYSTEMS, AIR HANDLING UNITS - Central Station - 20000 CFM, VAV"]
[null,null,null,null,null,null,null,null,null,null,null,"23-19 31 15","Special Purpose Rooms","23-19 31 15: Special Purpose Rooms",null,null,20671,"D30 HVAC","D3040 DISTRIBUTION SYSTEMS","D304008 AIR HANDLING UNITS","Central Station - 30000 CFM, VAV","D304008: HVAC, DISTRIBUTION SYSTEMS, AIR HANDLING UNITS - Central Station - 30000 CFM, VAV"]
[null,null,null,null,null,null,null,null,null,null,null,"23-19 31 15 11","Athletic Rooms","23-19 31 15 11: Athletic Rooms",null,null,21539,"D30 HVAC","D3040 DISTRIBUTION SYSTEMS","D304008 AIR HANDLING UNITS","Field Fabricated","D304008: HVAC, DISTRIBUTION SYSTEMS, AIR HANDLING UNITS - Field Fabricated"]
[null,null,null,null,null,null,null,null,null,null,null,"23-19 31 15 11 11","Handball Racquetball Courts","23-19 31 15 11 11: Handball Racquetball Courts",null,null,20690,"D30 HVAC","D3040 DISTRIBUTION SYSTEMS","D304008 AIR HANDLING UNITS","Field Fabricated -  75000 CFM, VAV","D304008: HVAC, DISTRIBUTION SYSTEMS, AIR HANDLING UNITS - Field Fabricated -  75000 CFM, VAV"]
[null,null,null,null,null,null,null,null,null,null,null,"23-19 31 15 13","Conservatories","23-19 31 15 13: Conservatories",null,null,20686,"D30 HVAC","D3040 DISTRIBUTION SYSTEMS","D304008 AIR HANDLING UNITS","Field Fabricated - 100000 CFM, VAV","D304008: HVAC, DISTRIBUTION SYSTEMS, AIR HANDLING UNITS - Field Fabricated - 100000 CFM, VAV"]
[null,null,null,null,null,null,null,null,null,null,null,"23-19 31 15 13 11","Solarium Specialties","23-19 31 15 13 11: Solarium Specialties",null,null,20687,"D30 HVAC","D3040 DISTRIBUTION SYSTEMS","D304008 AIR HANDLING UNITS","Field Fabricated - 150000 CFM, VAV","D304008: HVAC, DISTRIBUTION SYSTEMS, AIR HANDLING UNITS - Field Fabricated - 150000 CFM, VAV"]
[null,null,null,null,null,null,null,null,null,null,null,"23-19 31 15 15","Planetariums","23-19 31 15 15: Planetariums",null,null,20689,"D30 HVAC","D3040 DISTRIBUTION SYSTEMS","D304008 AIR HANDLING UNITS","Field Fabricated - 40000 CFM","D304008: HVAC, DISTRIBUTION SYSTEMS, AIR HANDLING UNITS - Field Fabricated - 40000 CFM"]
[null,null,null,null,null,null,null,null,null,null,null,"23-19 31 15 17","Saunas","23-19 31 15 17: Saunas",null,null,20685,"D30 HVAC","D3040 DISTRIBUTION SYSTEMS","D304008 AIR HANDLING UNITS","Field Fabricated - 60000 CFM","D304008: HVAC, DISTRIBUTION SYSTEMS, AIR HANDLING UNITS - Field Fabricated - 60000 CFM"]
[null,null,null,null,null,null,null,null,null,null,null,"23-19 31 15 19","Steam Baths","23-19 31 15 19: Steam Baths",null,null,20688,"D30 HVAC","D3040 DISTRIBUTION SYSTEMS","D304008 AIR HANDLING UNITS","Field Fabricated - 75000 CFM","D304008: HVAC, DISTRIBUTION SYSTEMS, AIR HANDLING UNITS - Field Fabricated - 75000 CFM"]
[null,null,null,null,null,null,null,null,null,null,null,"23-19 31 17","Sanitary Room Units ","23-19 31 17: Sanitary Room Units ",null,null,40175,"D30 HVAC","D3040 DISTRIBUTION SYSTEMS","D304008 AIR HANDLING UNITS","Indoor Modular","D304008: HVAC, DISTRIBUTION SYSTEMS, AIR HANDLING UNITS - Indoor Modular"]
[null,null,null,null,null,null,null,null,null,null,null,"23-19 31 17 11","Bathroom Units","23-19 31 17 11: Bathroom Units",null,null,40182,"D30 HVAC","D3040 DISTRIBUTION SYSTEMS","D304008 AIR HANDLING UNITS","Indoor Modular - 10,000 CFM, 25 TN Central AHU","D304008: HVAC, DISTRIBUTION SYSTEMS, AIR HANDLING UNITS - Indoor Modular - 10,000 CFM, 25 TN Central AHU"]
[null,null,null,null,null,null,null,null,null,null,null,"23-19 31 17 13","Lavatory Units","23-19 31 17 13: Lavatory Units",null,null,40183,"D30 HVAC","D3040 DISTRIBUTION SYSTEMS","D304008 AIR HANDLING UNITS","Indoor Modular - 12,000 CFM, 30 TN Central AHU","D304008: HVAC, DISTRIBUTION SYSTEMS, AIR HANDLING UNITS - Indoor Modular - 12,000 CFM, 30 TN Central AHU"]
[null,null,null,null,null,null,null,null,null,null,null,"23-19 31 19","Controlled Environment Rooms","23-19 31 19: Controlled Environment Rooms",null,null,40176,"D30 HVAC","D3040 DISTRIBUTION SYSTEMS","D304008 AIR HANDLING UNITS","Indoor Modular - 3000 CFM, 7.5 TN Central AHU","D304008: HVAC, DISTRIBUTION SYSTEMS, AIR HANDLING UNITS - Indoor Modular - 3000 CFM, 7.5 TN Central AHU"]
[null,null,null,null,null,null,null,null,null,null,null,"23-19 31 19 11","Clean Rooms","23-19 31 19 11: Clean Rooms",null,null,40177,"D30 HVAC","D3040 DISTRIBUTION SYSTEMS","D304008 AIR HANDLING UNITS","Indoor Modular - 3200 CFM, 8 TN Central AHU","D304008: HVAC, DISTRIBUTION SYSTEMS, AIR HANDLING UNITS - Indoor Modular - 3200 CFM, 8 TN Central AHU"]
[null,null,null,null,null,null,null,null,null,null,null,"23-19 31 19 13","Insulated Rooms","23-19 31 19 13: Insulated Rooms",null,null,40178,"D30 HVAC","D3040 DISTRIBUTION SYSTEMS","D304008 AIR HANDLING UNITS","Indoor Modular - 4000 CFM, 10 TN Central AHU","D304008: HVAC, DISTRIBUTION SYSTEMS, AIR HANDLING UNITS - Indoor Modular - 4000 CFM, 10 TN Central AHU"]
[null,null,null,null,null,null,null,null,null,null,null,"23-19 31 19 13 11","Cold Storage Rooms","23-19 31 19 13 11: Cold Storage Rooms",null,null,40179,"D30 HVAC","D3040 DISTRIBUTION SYSTEMS","D304008 AIR HANDLING UNITS","Indoor Modular - 4400 CFM, 11 TN Central AHU","D304008: HVAC, DISTRIBUTION SYSTEMS, AIR HANDLING UNITS - Indoor Modular - 4400 CFM, 11 TN Central AHU"]
[null,null,null,null,null,null,null,null,null,null,null,"23-19 31 19 15","Sound Conditioned Rooms","23-19 31 19 15: Sound Conditioned Rooms",null,null,40180,"D30 HVAC","D3040 DISTRIBUTION SYSTEMS","D304008 AIR HANDLING UNITS","Indoor Modular - 6000 CFM, 15 TN Central AHU","D304008: HVAC, DISTRIBUTION SYSTEMS, AIR HANDLING UNITS - Indoor Modular - 6000 CFM, 15 TN Central AHU"]
[null,null,null,null,null,null,null,null,null,null,null,"23-19 31 19 15 11","Practice Booths","23-19 31 19 15 11: Practice Booths",null,null,40181,"D30 HVAC","D3040 DISTRIBUTION SYSTEMS","D304008 AIR HANDLING UNITS","Indoor Modular - 7000 CFM, 17.5 TN Central AHU","D304008: HVAC, DISTRIBUTION SYSTEMS, AIR HANDLING UNITS - Indoor Modular - 7000 CFM, 17.5 TN Central AHU"]
[null,null,null,null,null,null,null,null,null,null,null,"23-19 31 19 17","Hyperbaric Rooms","23-19 31 19 17: Hyperbaric Rooms",null,null,21541,"D30 HVAC","D3040 DISTRIBUTION SYSTEMS","D304008 AIR HANDLING UNITS","Rooftop","D304008: HVAC, DISTRIBUTION SYSTEMS, AIR HANDLING UNITS - Rooftop"]
[null,null,null,null,null,null,null,null,null,null,null,"23-19 31 19 19","Radiation Protected Rooms","23-19 31 19 19: Radiation Protected Rooms",null,null,20706,"D30 HVAC","D3040 DISTRIBUTION SYSTEMS","D304008 AIR HANDLING UNITS","Rooftop -  2000 CFM","D304008: HVAC, DISTRIBUTION SYSTEMS, AIR HANDLING UNITS - Rooftop -  2000 CFM"]
[null,null,null,null,null,null,null,null,null,null,null,"23-19 31 19 19 11","Electromagnetic Shielded Rooms","23-19 31 19 19 11: Electromagnetic Shielded Rooms",null,null,20705,"D30 HVAC","D3040 DISTRIBUTION SYSTEMS","D304008 AIR HANDLING UNITS","Rooftop -  5000 CFM","D304008: HVAC, DISTRIBUTION SYSTEMS, AIR HANDLING UNITS - Rooftop -  5000 CFM"]
[null,null,null,null,null,null,null,null,null,null,null,"23-19 31 19 19 13","RF Shielded Rooms","23-19 31 19 19 13: RF Shielded Rooms",null,null,20698,"D30 HVAC","D3040 DISTRIBUTION SYSTEMS","D304008 AIR HANDLING UNITS","Rooftop -  5000 CFM, VAV","D304008: HVAC, DISTRIBUTION SYSTEMS, AIR HANDLING UNITS - Rooftop -  5000 CFM, VAV"]
[null,null,null,null,null,null,null,null,null,null,null,"23-19 31 19 19 15","BO Shielded Rooms","23-19 31 19 19 15: BO Shielded Rooms",null,null,20704,"D30 HVAC","D3040 DISTRIBUTION SYSTEMS","D304008 AIR HANDLING UNITS","Rooftop - 10000 CFM","D304008: HVAC, DISTRIBUTION SYSTEMS, AIR HANDLING UNITS - Rooftop - 10000 CFM"]
[null,null,null,null,null,null,null,null,null,null,null,"23-19 31 19 19 17","Radio Frequency Protected Rooms","23-19 31 19 19 17: Radio Frequency Protected Rooms",null,null,20702,"D30 HVAC","D3040 DISTRIBUTION SYSTEMS","D304008 AIR HANDLING UNITS","Rooftop - 10000 CFM, VAV","D304008: HVAC, DISTRIBUTION SYSTEMS, AIR HANDLING UNITS - Rooftop - 10000 CFM, VAV"]
[null,null,null,null,null,null,null,null,null,null,null,"23-19 31 19 19 19","X Ray Protected Rooms","23-19 31 19 19 19: X Ray Protected Rooms",null,null,20703,"D30 HVAC","D3040 DISTRIBUTION SYSTEMS","D304008 AIR HANDLING UNITS","Rooftop - 15000 CFM","D304008: HVAC, DISTRIBUTION SYSTEMS, AIR HANDLING UNITS - Rooftop - 15000 CFM"]
[null,null,null,null,null,null,null,null,null,null,null,"23-19 31 19 19 21","Nuclear Radiation Protected Rooms","23-19 31 19 19 21: Nuclear Radiation Protected Rooms",null,null,20701,"D30 HVAC","D3040 DISTRIBUTION SYSTEMS","D304008 AIR HANDLING UNITS","Rooftop - 15000 CFM, VAV","D304008: HVAC, DISTRIBUTION SYSTEMS, AIR HANDLING UNITS - Rooftop - 15000 CFM, VAV"]
[null,null,null,null,null,null,null,null,null,null,null,"23-19 31 19 19 23","High Energy Magnetic Pulse Protected Rooms","23-19 31 19 19 23: High Energy Magnetic Pulse Protected Rooms",null,null,20707,"D30 HVAC","D3040 DISTRIBUTION SYSTEMS","D304008 AIR HANDLING UNITS","Rooftop - 20000 CFM","D304008: HVAC, DISTRIBUTION SYSTEMS, AIR HANDLING UNITS - Rooftop - 20000 CFM"]
[null,null,null,null,null,null,null,null,null,null,null,"23-19 31 21","Plant and Control Room Units","23-19 31 21: Plant and Control Room Units",null,null,20700,"D30 HVAC","D3040 DISTRIBUTION SYSTEMS","D304008 AIR HANDLING UNITS","Rooftop - 20000 CFM, VAV","D304008: HVAC, DISTRIBUTION SYSTEMS, AIR HANDLING UNITS - Rooftop - 20000 CFM, VAV"]
[null,null,null,null,null,null,null,null,null,null,null,"23-19 31 21 11","Plant Office Shelters and Booths","23-19 31 21 11: Plant Office Shelters and Booths",null,null,20699,"D30 HVAC","D3040 DISTRIBUTION SYSTEMS","D304008 AIR HANDLING UNITS","Rooftop - 30000 CFM, VAV","D304008: HVAC, DISTRIBUTION SYSTEMS, AIR HANDLING UNITS - Rooftop - 30000 CFM, VAV"]
[null,null,null,null,null,null,null,null,null,null,null,"23-19 31 23","Corridor Units","23-19 31 23: Corridor Units",null,null,41219,"D30 HVAC","D3040 DISTRIBUTION SYSTEMS","D304090 OTHER DISTRIBUTION SYSTEMS","General","D304090: HVAC, DISTRIBUTION SYSTEMS, OTHER DISTRIBUTION SYSTEMS - General"]
[null,null,null,null,null,null,null,null,null,null,null,"23-21 11 11","Commercial Storage Units","23-21 11 11: Commercial Storage Units",null,null,21535,"D30 HVAC","D3040 DISTRIBUTION SYSTEMS","D304090 OTHER DISTRIBUTION SYSTEMS","Other","D304090: HVAC, DISTRIBUTION SYSTEMS, OTHER DISTRIBUTION SYSTEMS - Other"]
[null,null,null,null,null,null,null,null,null,null,null,"23-21 11 11 11","Commercial Storage Shelves","23-21 11 11 11: Commercial Storage Shelves",null,null,43219,"D30 HVAC","D3040 DISTRIBUTION SYSTEMS","D304090 OTHER DISTRIBUTION SYSTEMS","Unknown","D304090: HVAC, DISTRIBUTION SYSTEMS, OTHER DISTRIBUTION SYSTEMS - Unknown"]
[null,null,null,null,null,null,null,null,null,null,null,"23-21 11 11 13","Commercial Storage Supports","23-21 11 11 13: Commercial Storage Supports",null,null,44164,"D30 HVAC","D3040 DISTRIBUTION SYSTEMS","D304090 OTHER DISTRIBUTION SYSTEMS","2-Pipe Heating/Cooling Distribution Steel Piping -  1 IN","D304090: HVAC, DISTRIBUTION SYSTEMS, OTHER DISTRIBUTION SYSTEMS - 2-Pipe Heating/Cooling Distribution Steel Piping -  1 IN"]
[null,null,null,null,null,null,null,null,null,null,null,"23-21 11 11 15","Commercial Storage Racking","23-21 11 11 15: Commercial Storage Racking",null,null,44165,"D30 HVAC","D3040 DISTRIBUTION SYSTEMS","D304090 OTHER DISTRIBUTION SYSTEMS","2-Pipe Heating/Cooling Distribution Steel Piping -  3 IN","D304090: HVAC, DISTRIBUTION SYSTEMS, OTHER DISTRIBUTION SYSTEMS - 2-Pipe Heating/Cooling Distribution Steel Piping -  3 IN"]
[null,null,null,null,null,null,null,null,null,null,null,"23-21 11 11 17","Commercial Mobile Storage Units","23-21 11 11 17: Commercial Mobile Storage Units",null,null,44167,"D30 HVAC","D3040 DISTRIBUTION SYSTEMS","D304090 OTHER DISTRIBUTION SYSTEMS","Heating/Cooling Distribution Copper Piping - 1 IN","D304090: HVAC, DISTRIBUTION SYSTEMS, OTHER DISTRIBUTION SYSTEMS - Heating/Cooling Distribution Copper Piping - 1 IN"]
[null,null,null,null,null,null,null,null,null,null,null,"23-21 11 11 19","Commercial Filing Cabinets","23-21 11 11 19: Commercial Filing Cabinets",null,null,44166,"D30 HVAC","D3040 DISTRIBUTION SYSTEMS","D304090 OTHER DISTRIBUTION SYSTEMS","Heating/Cooling Distribution Copper Piping - 3 IN","D304090: HVAC, DISTRIBUTION SYSTEMS, OTHER DISTRIBUTION SYSTEMS - Heating/Cooling Distribution Copper Piping - 3 IN"]
[null,null,null,null,null,null,null,null,null,null,null,"23-21 11 11 21","Architecture Plan Chests ","23-21 11 11 21: Architecture Plan Chests ",null,null,41220,"D30 HVAC","D3050 TERMINAL & PACKAGE UNITS","D305001 UNIT VENTILATORS","General","D305001: HVAC, TERMINAL & PACKAGE UNITS, UNIT VENTILATORS - General"]
[null,null,null,null,null,null,null,null,null,null,null,"23-21 11 11 23","Commercial Desks","23-21 11 11 23: Commercial Desks",null,null,42220,"D30 HVAC","D3050 TERMINAL & PACKAGE UNITS","D305001 UNIT VENTILATORS","Other","D305001: HVAC, TERMINAL & PACKAGE UNITS, UNIT VENTILATORS - Other"]
[null,null,null,null,null,null,null,null,null,null,null,"23-21 11 11 25","Commercial Bookcases","23-21 11 11 25: Commercial Bookcases",null,null,43220,"D30 HVAC","D3050 TERMINAL & PACKAGE UNITS","D305001 UNIT VENTILATORS","Unknown","D305001: HVAC, TERMINAL & PACKAGE UNITS, UNIT VENTILATORS - Unknown"]
[null,null,null,null,null,null,null,null,null,null,null,"23-21 11 11 27","Commercial Key Hangers","23-21 11 11 27: Commercial Key Hangers",null,null,21575,"D30 HVAC","D3050 TERMINAL & PACKAGE UNITS","D305001 UNIT VENTILATORS","Air Curtain","D305001: HVAC, TERMINAL & PACKAGE UNITS, UNIT VENTILATORS - Air Curtain"]
[null,null,null,null,null,null,null,null,null,null,null,"23-21 13 11","Registration Equipment","23-21 13 11: Registration Equipment",null,null,35007,"D30 HVAC","D3050 TERMINAL & PACKAGE UNITS","D305001 UNIT VENTILATORS","Fan System, Axial","D305001: HVAC, TERMINAL & PACKAGE UNITS, UNIT VENTILATORS - Fan System, Axial"]
[null,null,null,null,null,null,null,null,null,null,null,"23-21 13 13","Checkroom Equipment","23-21 13 13: Checkroom Equipment",null,null,21548,"D30 HVAC","D3050 TERMINAL & PACKAGE UNITS","D305001 UNIT VENTILATORS","Fan System, Centrifugal In-Line","D305001: HVAC, TERMINAL & PACKAGE UNITS, UNIT VENTILATORS - Fan System, Centrifugal In-Line"]
[null,null,null,null,null,null,null,null,null,null,null,"23-21 13 15","Mercantile Equipment and Furnishings","23-21 13 15: Mercantile Equipment and Furnishings",null,null,20793,"D30 HVAC","D3050 TERMINAL & PACKAGE UNITS","D305001 UNIT VENTILATORS","Fan System, Centrifugal In-Line - 10,000 CFM","D305001: HVAC, TERMINAL & PACKAGE UNITS, UNIT VENTILATORS - Fan System, Centrifugal In-Line - 10,000 CFM"]
[null,null,null,null,null,null,null,null,null,null,null,"23-21 13 17","Barber Shop Equipment","23-21 13 17: Barber Shop Equipment",null,null,20797,"D30 HVAC","D3050 TERMINAL & PACKAGE UNITS","D305001 UNIT VENTILATORS","Fan System, Centrifugal In-Line - 1300 CFM","D305001: HVAC, TERMINAL & PACKAGE UNITS, UNIT VENTILATORS - Fan System, Centrifugal In-Line - 1300 CFM"]
[null,null,null,null,null,null,null,null,null,null,null,"23-21 13 19","Beauty Shop Equipment","23-21 13 19: Beauty Shop Equipment",null,null,20796,"D30 HVAC","D3050 TERMINAL & PACKAGE UNITS","D305001 UNIT VENTILATORS","Fan System, Centrifugal In-Line - 1500 CFM","D305001: HVAC, TERMINAL & PACKAGE UNITS, UNIT VENTILATORS - Fan System, Centrifugal In-Line - 1500 CFM"]
[null,null,null,null,null,null,null,null,null,null,null,"23-21 13 21","Cash Registers","23-21 13 21: Cash Registers",null,null,20795,"D30 HVAC","D3050 TERMINAL & PACKAGE UNITS","D305001 UNIT VENTILATORS","Fan System, Centrifugal In-Line - 2500 CFM","D305001: HVAC, TERMINAL & PACKAGE UNITS, UNIT VENTILATORS - Fan System, Centrifugal In-Line - 2500 CFM"]
[null,null,null,null,null,null,null,null,null,null,null,"23-21 13 23","Checkout Equipment","23-21 13 23: Checkout Equipment",null,null,20791,"D30 HVAC","D3050 TERMINAL & PACKAGE UNITS","D305001 UNIT VENTILATORS","Fan System, Centrifugal In-Line - 3500 CFM","D305001: HVAC, TERMINAL & PACKAGE UNITS, UNIT VENTILATORS - Fan System, Centrifugal In-Line - 3500 CFM"]
[null,null,null,null,null,null,null,null,null,null,null,"23-21 13 25","Office Equipment ","23-21 13 25: Office Equipment ",null,null,20792,"D30 HVAC","D3050 TERMINAL & PACKAGE UNITS","D305001 UNIT VENTILATORS","Fan System, Centrifugal In-Line - 500 CFM","D305001: HVAC, TERMINAL & PACKAGE UNITS, UNIT VENTILATORS - Fan System, Centrifugal In-Line - 500 CFM"]
[null,null,null,null,null,null,null,null,null,null,null,"23-21 13 25 11","Drafting Equipment","23-21 13 25 11: Drafting Equipment",null,null,20794,"D30 HVAC","D3050 TERMINAL & PACKAGE UNITS","D305001 UNIT VENTILATORS","Fan System, Centrifugal In-Line - 5000 CFM","D305001: HVAC, TERMINAL & PACKAGE UNITS, UNIT VENTILATORS - Fan System, Centrifugal In-Line - 5000 CFM"]
[null,null,null,null,null,null,null,null,null,null,null,"23-21 13 25 13","Plotters","23-21 13 25 13: Plotters",null,null,20798,"D30 HVAC","D3050 TERMINAL & PACKAGE UNITS","D305001 UNIT VENTILATORS","Fan System, Centrifugal In-Line - 7500 CFM","D305001: HVAC, TERMINAL & PACKAGE UNITS, UNIT VENTILATORS - Fan System, Centrifugal In-Line - 7500 CFM"]
[null,null,null,null,null,null,null,null,null,null,null,"23-21 13 25 15","Drawing Equipment","23-21 13 25 15: Drawing Equipment",null,null,21540,"D30 HVAC","D3050 TERMINAL & PACKAGE UNITS","D305001 UNIT VENTILATORS","Fan System, Utility Set","D305001: HVAC, TERMINAL & PACKAGE UNITS, UNIT VENTILATORS - Fan System, Utility Set"]
[null,null,null,null,null,null,null,null,null,null,null,"23-21 13 25 17","Office Accessories","23-21 13 25 17: Office Accessories",null,null,20695,"D30 HVAC","D3050 TERMINAL & PACKAGE UNITS","D305001 UNIT VENTILATORS","Fan System, Utility Set - 10,000 CFM","D305001: HVAC, TERMINAL & PACKAGE UNITS, UNIT VENTILATORS - Fan System, Utility Set - 10,000 CFM"]
[null,null,null,null,null,null,null,null,null,null,null,"23-21 15 11","Wardrobes","23-21 15 11: Wardrobes",null,null,20696,"D30 HVAC","D3050 TERMINAL & PACKAGE UNITS","D305001 UNIT VENTILATORS","Fan System, Utility Set - 15,000 CFM","D305001: HVAC, TERMINAL & PACKAGE UNITS, UNIT VENTILATORS - Fan System, Utility Set - 15,000 CFM"]
[null,null,null,null,null,null,null,null,null,null,null,"23-21 15 13","Chests of Drawers","23-21 15 13: Chests of Drawers",null,null,20697,"D30 HVAC","D3050 TERMINAL & PACKAGE UNITS","D305001 UNIT VENTILATORS","Fan System, Utility Set - 20,000 CFM","D305001: HVAC, TERMINAL & PACKAGE UNITS, UNIT VENTILATORS - Fan System, Utility Set - 20,000 CFM"]
[null,null,null,null,null,null,null,null,null,null,null,"23-21 15 15","Clothing Lockers","23-21 15 15: Clothing Lockers",null,null,20691,"D30 HVAC","D3050 TERMINAL & PACKAGE UNITS","D305001 UNIT VENTILATORS","Fan System, Utility Set - 2000 CFM","D305001: HVAC, TERMINAL & PACKAGE UNITS, UNIT VENTILATORS - Fan System, Utility Set - 2000 CFM"]
[null,null,null,null,null,null,null,null,null,null,null,"23-21 15 17","Clothing Racks","23-21 15 17: Clothing Racks",null,null,20692,"D30 HVAC","D3050 TERMINAL & PACKAGE UNITS","D305001 UNIT VENTILATORS","Fan System, Utility Set - 3500 CFM","D305001: HVAC, TERMINAL & PACKAGE UNITS, UNIT VENTILATORS - Fan System, Utility Set - 3500 CFM"]
[null,null,null,null,null,null,null,null,null,null,null,"23-21 15 17 11","Coat Racks","23-21 15 17 11: Coat Racks",null,null,20693,"D30 HVAC","D3050 TERMINAL & PACKAGE UNITS","D305001 UNIT VENTILATORS","Fan System, Utility Set - 5000 CFM","D305001: HVAC, TERMINAL & PACKAGE UNITS, UNIT VENTILATORS - Fan System, Utility Set - 5000 CFM"]
[null,null,null,null,null,null,null,null,null,null,null,"23-21 15 17 13","Hat Racks","23-21 15 17 13: Hat Racks",null,null,20694,"D30 HVAC","D3050 TERMINAL & PACKAGE UNITS","D305001 UNIT VENTILATORS","Fan System, Utility Set - 7500 CFM","D305001: HVAC, TERMINAL & PACKAGE UNITS, UNIT VENTILATORS - Fan System, Utility Set - 7500 CFM"]
[null,null,null,null,null,null,null,null,null,null,null,"23-21 15 19","Clothing Hangers","23-21 15 19: Clothing Hangers",null,null,40190,"D30 HVAC","D3050 TERMINAL & PACKAGE UNITS","D305001 UNIT VENTILATORS","Make-Up Air Unit","D305001: HVAC, TERMINAL & PACKAGE UNITS, UNIT VENTILATORS - Make-Up Air Unit"]
[null,null,null,null,null,null,null,null,null,null,null,"23-21 15 19 13","Coat Hooks","23-21 15 19 13: Coat Hooks",null,null,40197,"D30 HVAC","D3050 TERMINAL & PACKAGE UNITS","D305001 UNIT VENTILATORS","Make-Up Air Unit - 12,000 CFM, 1005 MBH, includes standard controls","D305001: HVAC, TERMINAL & PACKAGE UNITS, UNIT VENTILATORS - Make-Up Air Unit - 12,000 CFM, 1005 MBH, includes standard controls"]
[null,null,null,null,null,null,null,null,null,null,null,"23-21 15 19 15","Coat Hangers","23-21 15 19 15: Coat Hangers",null,null,40198,"D30 HVAC","D3050 TERMINAL & PACKAGE UNITS","D305001 UNIT VENTILATORS","Make-Up Air Unit - 14,000 CFM, 1180 MBH, includes standard controls","D305001: HVAC, TERMINAL & PACKAGE UNITS, UNIT VENTILATORS - Make-Up Air Unit - 14,000 CFM, 1180 MBH, includes standard controls"]
[null,null,null,null,null,null,null,null,null,null,null,"23-21 15 23","Umbrella Storage Stands","23-21 15 23: Umbrella Storage Stands",null,null,40191,"D30 HVAC","D3050 TERMINAL & PACKAGE UNITS","D305001 UNIT VENTILATORS","Make-Up Air Unit - 2000 CFM, 168 MBH, includes standard controls","D305001: HVAC, TERMINAL & PACKAGE UNITS, UNIT VENTILATORS - Make-Up Air Unit - 2000 CFM, 168 MBH, includes standard controls"]
[null,null,null,null,null,null,null,null,null,null,null,"23-21 15 25","Checkroom Equipment","23-21 15 25: Checkroom Equipment",null,null,40201,"D30 HVAC","D3050 TERMINAL & PACKAGE UNITS","D305001 UNIT VENTILATORS","Make-Up Air Unit - 24,000 CFM, 2007 MBH, includes standard controls","D305001: HVAC, TERMINAL & PACKAGE UNITS, UNIT VENTILATORS - Make-Up Air Unit - 24,000 CFM, 2007 MBH, includes standard controls"]
[null,null,null,null,null,null,null,null,null,null,null,"23-21 15 27","Clothing Shelving Units","23-21 15 27: Clothing Shelving Units",null,null,40203,"D30 HVAC","D3050 TERMINAL & PACKAGE UNITS","D305001 UNIT VENTILATORS","Make-Up Air Unit - 35,000 CFM, 2930 MBH, includes standard controls","D305001: HVAC, TERMINAL & PACKAGE UNITS, UNIT VENTILATORS - Make-Up Air Unit - 35,000 CFM, 2930 MBH, includes standard controls"]
[null,null,null,null,null,null,null,null,null,null,null,"23-21 15 27 11","Clothing Shelves","23-21 15 27 11: Clothing Shelves",null,null,40204,"D30 HVAC","D3050 TERMINAL & PACKAGE UNITS","D305001 UNIT VENTILATORS","Make-Up Air Unit - 40,000 CFM, 3350 MBH, includes standard controls","D305001: HVAC, TERMINAL & PACKAGE UNITS, UNIT VENTILATORS - Make-Up Air Unit - 40,000 CFM, 3350 MBH, includes standard controls"]
[null,null,null,null,null,null,null,null,null,null,null,"23-21 17 13","Interior Ash Trays","23-21 17 13: Interior Ash Trays",null,null,40206,"D30 HVAC","D3050 TERMINAL & PACKAGE UNITS","D305001 UNIT VENTILATORS","Make-Up Air Unit - 50,000 CFM, 4180 MBH, includes standard controls","D305001: HVAC, TERMINAL & PACKAGE UNITS, UNIT VENTILATORS - Make-Up Air Unit - 50,000 CFM, 4180 MBH, includes standard controls"]
[null,null,null,null,null,null,null,null,null,null,null,"23-21 17 15","Interior Refuse Holders","23-21 17 15: Interior Refuse Holders",null,null,40207,"D30 HVAC","D3050 TERMINAL & PACKAGE UNITS","D305001 UNIT VENTILATORS","Make-Up Air Unit - 55,000 CFM, 4600 MBH, includes standard controls","D305001: HVAC, TERMINAL & PACKAGE UNITS, UNIT VENTILATORS - Make-Up Air Unit - 55,000 CFM, 4600 MBH, includes standard controls"]
[null,null,null,null,null,null,null,null,null,null,null,"23-21 19 11 13","Wood Modular General Casework","23-21 19 11 13: Wood Modular General Casework",null,null,40209,"D30 HVAC","D3050 TERMINAL & PACKAGE UNITS","D305001 UNIT VENTILATORS","Make-Up Air Unit - 65,000 CFM, 5435 MBH, includes standard controls","D305001: HVAC, TERMINAL & PACKAGE UNITS, UNIT VENTILATORS - Make-Up Air Unit - 65,000 CFM, 5435 MBH, includes standard controls"]
[null,null,null,null,null,null,null,null,null,null,null,"23-21 19 11 15","Plastic Modular General Casework","23-21 19 11 15: Plastic Modular General Casework",null,null,40210,"D30 HVAC","D3050 TERMINAL & PACKAGE UNITS","D305001 UNIT VENTILATORS","Make-Up Air Unit - 75,000 CFM, 6275 MBH, includes standard controls","D305001: HVAC, TERMINAL & PACKAGE UNITS, UNIT VENTILATORS - Make-Up Air Unit - 75,000 CFM, 6275 MBH, includes standard controls"]
[null,null,null,null,null,null,null,null,null,null,null,"23-21 19 15 11","Bank Specialty Casework","23-21 19 15 11: Bank Specialty Casework",null,null,42221,"D30 HVAC","D3050 TERMINAL & PACKAGE UNITS","D305002 UNIT HEATERS","Other","D305002: HVAC, TERMINAL & PACKAGE UNITS, UNIT HEATERS - Other"]
[null,null,null,null,null,null,null,null,null,null,null,"23-21 19 15 13","Hospitality Specialty Casework","23-21 19 15 13: Hospitality Specialty Casework",null,null,43221,"D30 HVAC","D3050 TERMINAL & PACKAGE UNITS","D305002 UNIT HEATERS","Unknown","D305002: HVAC, TERMINAL & PACKAGE UNITS, UNIT HEATERS - Unknown"]
[null,null,null,null,null,null,null,null,null,null,null,"23-21 19 15 15 13","Nurse Station Specialty Casework","23-21 19 15 15 13: Nurse Station Specialty Casework",null,null,20942,"D30 HVAC","D3050 TERMINAL & PACKAGE UNITS","D305002 UNIT HEATERS","Hydronic - 150 MBH","D305002: HVAC, TERMINAL & PACKAGE UNITS, UNIT HEATERS - Hydronic - 150 MBH"]
[null,null,null,null,null,null,null,null,null,null,null,"23-21 19 15 15 19","Pharmacy Specialty Casework","23-21 19 15 15 19: Pharmacy Specialty Casework",null,null,20947,"D30 HVAC","D3050 TERMINAL & PACKAGE UNITS","D305002 UNIT HEATERS","Hydronic - 300 MBH","D305002: HVAC, TERMINAL & PACKAGE UNITS, UNIT HEATERS - Hydronic - 300 MBH"]
[null,null,null,null,null,null,null,null,null,null,null,"23-21 19 15 19","Religious Specialty Casework","23-21 19 15 19: Religious Specialty Casework",null,null,21552,"D30 HVAC","D3050 TERMINAL & PACKAGE UNITS","D305002 UNIT HEATERS","Infrared","D305002: HVAC, TERMINAL & PACKAGE UNITS, UNIT HEATERS - Infrared"]
[null,null,null,null,null,null,null,null,null,null,null,"23-21 19 15 21","Library Specialty Casework","23-21 19 15 21: Library Specialty Casework",null,null,20811,"D30 HVAC","D3050 TERMINAL & PACKAGE UNITS","D305002 UNIT HEATERS","Infrared - 105 MBH","D305002: HVAC, TERMINAL & PACKAGE UNITS, UNIT HEATERS - Infrared - 105 MBH"]
[null,null,null,null,null,null,null,null,null,null,null,"23-21 19 15 21 15","Library Specialty Casework Periodical Racks","23-21 19 15 21 15: Library Specialty Casework Periodical Racks",null,null,20806,"D30 HVAC","D3050 TERMINAL & PACKAGE UNITS","D305002 UNIT HEATERS","Infrared - 120 MBH","D305002: HVAC, TERMINAL & PACKAGE UNITS, UNIT HEATERS - Infrared - 120 MBH"]
[null,null,null,null,null,null,null,null,null,null,null,"23-21 19 15 23","Educational Specialty Casework","23-21 19 15 23: Educational Specialty Casework",null,null,20808,"D30 HVAC","D3050 TERMINAL & PACKAGE UNITS","D305002 UNIT HEATERS","Infrared - 13.5 kW, 40,956 BTU","D305002: HVAC, TERMINAL & PACKAGE UNITS, UNIT HEATERS - Infrared - 13.5 kW, 40,956 BTU"]
[null,null,null,null,null,null,null,null,null,null,null,"23-21 19 15 25 11","Metal Laboratory Specialty Casework","23-21 19 15 25 11: Metal Laboratory Specialty Casework",null,null,20815,"D30 HVAC","D3050 TERMINAL & PACKAGE UNITS","D305002 UNIT HEATERS","Infrared - 30 MBH","D305002: HVAC, TERMINAL & PACKAGE UNITS, UNIT HEATERS - Infrared - 30 MBH"]
[null,null,null,null,null,null,null,null,null,null,null,"23-21 19 15 25 13","Plastic-Laminate-Clad Laboratory Specialty Casework","23-21 19 15 25 13: Plastic-Laminate-Clad Laboratory Specialty Casework",null,null,20814,"D30 HVAC","D3050 TERMINAL & PACKAGE UNITS","D305002 UNIT HEATERS","Infrared - 45 MBH","D305002: HVAC, TERMINAL & PACKAGE UNITS, UNIT HEATERS - Infrared - 45 MBH"]
[null,null,null,null,null,null,null,null,null,null,null,"23-21 19 15 27","Mortuary Specialty Casework","23-21 19 15 27: Mortuary Specialty Casework",null,null,20813,"D30 HVAC","D3050 TERMINAL & PACKAGE UNITS","D305002 UNIT HEATERS","Infrared - 60 MBH","D305002: HVAC, TERMINAL & PACKAGE UNITS, UNIT HEATERS - Infrared - 60 MBH"]
[null,null,null,null,null,null,null,null,null,null,null,"23-21 19 15 29","Commercial Kitchen Specialty Casework","23-21 19 15 29: Commercial Kitchen Specialty Casework",null,null,20818,"D30 HVAC","D3050 TERMINAL & PACKAGE UNITS","D305002 UNIT HEATERS","Infrared - 75 MBH","D305002: HVAC, TERMINAL & PACKAGE UNITS, UNIT HEATERS - Infrared - 75 MBH"]
[null,null,null,null,null,null,null,null,null,null,null,"23-21 19 15 33 11","Residential Kitchen Specialty Casework","23-21 19 15 33 11: Residential Kitchen Specialty Casework",null,null,41222,"D30 HVAC","D3050 TERMINAL & PACKAGE UNITS","D305003 FAN COIL UNITS","General","D305003: HVAC, TERMINAL & PACKAGE UNITS, FAN COIL UNITS - General"]
[null,null,null,null,null,null,null,null,null,null,null,"23-21 19 15 33 13","Residential Bathroom Specialty Casework","23-21 19 15 33 13: Residential Bathroom Specialty Casework",null,null,42222,"D30 HVAC","D3050 TERMINAL & PACKAGE UNITS","D305003 FAN COIL UNITS","Other","D305003: HVAC, TERMINAL & PACKAGE UNITS, FAN COIL UNITS - Other"]
[null,null,null,null,null,null,null,null,null,null,null,"23-21 19 15 39","Mailroom Casework","23-21 19 15 39: Mailroom Casework",null,null,20721,"D30 HVAC","D3050 TERMINAL & PACKAGE UNITS","D305003 FAN COIL UNITS","Cab Mount, Four Pipe - 1 ton","D305003: HVAC, TERMINAL & PACKAGE UNITS, FAN COIL UNITS - Cab Mount, Four Pipe - 1 ton"]
[null,null,null,null,null,null,null,null,null,null,null,"23-21 19 17","Casework Components","23-21 19 17: Casework Components",null,null,20719,"D30 HVAC","D3050 TERMINAL & PACKAGE UNITS","D305003 FAN COIL UNITS","Cab Mount, Four Pipe - 1/2 ton","D305003: HVAC, TERMINAL & PACKAGE UNITS, FAN COIL UNITS - Cab Mount, Four Pipe - 1/2 ton"]
[null,null,null,null,null,null,null,null,null,null,null,"23-21 19 17 15","Casework Component Work Surfaces","23-21 19 17 15: Casework Component Work Surfaces",null,null,20720,"D30 HVAC","D3050 TERMINAL & PACKAGE UNITS","D305003 FAN COIL UNITS","Cab Mount, Four Pipe - 3 ton","D305003: HVAC, TERMINAL & PACKAGE UNITS, FAN COIL UNITS - Cab Mount, Four Pipe - 3 ton"]
[null,null,null,null,null,null,null,null,null,null,null,"23-21 21 11 11","Commercial Hot Cabinets","23-21 21 11 11: Commercial Hot Cabinets",null,null,20715,"D30 HVAC","D3050 TERMINAL & PACKAGE UNITS","D305003 FAN COIL UNITS","Cab Mount, Two Pipe - 1 ton","D305003: HVAC, TERMINAL & PACKAGE UNITS, FAN COIL UNITS - Cab Mount, Two Pipe - 1 ton"]
[null,null,null,null,null,null,null,null,null,null,null,"23-21 21 11 17","Commercial Pastry Cabinets","23-21 21 11 17: Commercial Pastry Cabinets",null,null,20717,"D30 HVAC","D3050 TERMINAL & PACKAGE UNITS","D305003 FAN COIL UNITS","Cab Mount, Two Pipe - 1/2 ton, Elec. Heat","D305003: HVAC, TERMINAL & PACKAGE UNITS, FAN COIL UNITS - Cab Mount, Two Pipe - 1/2 ton, Elec. Heat"]
[null,null,null,null,null,null,null,null,null,null,null,"23-21 21 11 19","Commercial Warming Cabinets","23-21 21 11 19: Commercial Warming Cabinets",null,null,20714,"D30 HVAC","D3050 TERMINAL & PACKAGE UNITS","D305003 FAN COIL UNITS","Cab Mount, Two Pipe - 1-1/2 ton","D305003: HVAC, TERMINAL & PACKAGE UNITS, FAN COIL UNITS - Cab Mount, Two Pipe - 1-1/2 ton"]
[null,null,null,null,null,null,null,null,null,null,null,"23-21 21 13 11","Commercial Bain Maries","23-21 21 13 11: Commercial Bain Maries",null,null,20710,"D30 HVAC","D3050 TERMINAL & PACKAGE UNITS","D305003 FAN COIL UNITS","Cab Mount, Two Pipe - 2 ton, Elec. Heat","D305003: HVAC, TERMINAL & PACKAGE UNITS, FAN COIL UNITS - Cab Mount, Two Pipe - 2 ton, Elec. Heat"]
[null,null,null,null,null,null,null,null,null,null,null,"23-21 21 13 13","Commercial Beverage Equipment","23-21 21 13 13: Commercial Beverage Equipment",null,null,20713,"D30 HVAC","D3050 TERMINAL & PACKAGE UNITS","D305003 FAN COIL UNITS","Cab Mount, Two Pipe - 3 ton","D305003: HVAC, TERMINAL & PACKAGE UNITS, FAN COIL UNITS - Cab Mount, Two Pipe - 3 ton"]
[null,null,null,null,null,null,null,null,null,null,null,"23-21 21 13 13 15","Commercial Iced Tea Makers","23-21 21 13 13 15: Commercial Iced Tea Makers",null,null,20744,"D30 HVAC","D3050 TERMINAL & PACKAGE UNITS","D305003 FAN COIL UNITS","Duct Mount, 2 Pipe - 1 ton","D305003: HVAC, TERMINAL & PACKAGE UNITS, FAN COIL UNITS - Duct Mount, 2 Pipe - 1 ton"]
[null,null,null,null,null,null,null,null,null,null,null,"23-21 21 13 15","Commercial Broilers","23-21 21 13 15: Commercial Broilers",null,null,20723,"D30 HVAC","D3050 TERMINAL & PACKAGE UNITS","D305003 FAN COIL UNITS","Duct Mount, 2 Pipe - 1 ton, Elec. Heat","D305003: HVAC, TERMINAL & PACKAGE UNITS, FAN COIL UNITS - Duct Mount, 2 Pipe - 1 ton, Elec. Heat"]
[null,null,null,null,null,null,null,null,null,null,null,"23-21 21 13 15 15","Commercial Gas Broilers","23-21 21 13 15 15: Commercial Gas Broilers",null,null,20736,"D30 HVAC","D3050 TERMINAL & PACKAGE UNITS","D305003 FAN COIL UNITS","Duct Mount, 2 Pipe - 10 ton","D305003: HVAC, TERMINAL & PACKAGE UNITS, FAN COIL UNITS - Duct Mount, 2 Pipe - 10 ton"]
[null,null,null,null,null,null,null,null,null,null,null,"23-21 21 13 17","Commercial Food Cookers","23-21 21 13 17: Commercial Food Cookers",null,null,20728,"D30 HVAC","D3050 TERMINAL & PACKAGE UNITS","D305003 FAN COIL UNITS","Duct Mount, 2 Pipe - 10 ton, Elec. Heat","D305003: HVAC, TERMINAL & PACKAGE UNITS, FAN COIL UNITS - Duct Mount, 2 Pipe - 10 ton, Elec. Heat"]
[null,null,null,null,null,null,null,null,null,null,null,"23-21 21 13 17 15","Commercial Food Pressure Cookers","23-21 21 13 17 15: Commercial Food Pressure Cookers",null,null,20743,"D30 HVAC","D3050 TERMINAL & PACKAGE UNITS","D305003 FAN COIL UNITS","Duct Mount, 2 Pipe - 2 ton","D305003: HVAC, TERMINAL & PACKAGE UNITS, FAN COIL UNITS - Duct Mount, 2 Pipe - 2 ton"]
[null,null,null,null,null,null,null,null,null,null,null,"23-21 21 13 17 17","Commercial Rice Cookers","23-21 21 13 17 17: Commercial Rice Cookers",null,null,20733,"D30 HVAC","D3050 TERMINAL & PACKAGE UNITS","D305003 FAN COIL UNITS","Duct Mount, 2 Pipe - 2 ton, Elec. Heat","D305003: HVAC, TERMINAL & PACKAGE UNITS, FAN COIL UNITS - Duct Mount, 2 Pipe - 2 ton, Elec. Heat"]
[null,null,null,null,null,null,null,null,null,null,null,"23-21 21 13 21 11","Commercial Deep Fryers","23-21 21 13 21 11: Commercial Deep Fryers",null,null,20742,"D30 HVAC","D3050 TERMINAL & PACKAGE UNITS","D305003 FAN COIL UNITS","Duct Mount, 2 Pipe - 3-1/2 ton","D305003: HVAC, TERMINAL & PACKAGE UNITS, FAN COIL UNITS - Duct Mount, 2 Pipe - 3-1/2 ton"]
[null,null,null,null,null,null,null,null,null,null,null,"23-21 21 13 21 13","Commercial Pressure Fryers","23-21 21 13 21 13: Commercial Pressure Fryers",null,null,20731,"D30 HVAC","D3050 TERMINAL & PACKAGE UNITS","D305003 FAN COIL UNITS","Duct Mount, 2 Pipe - 3-1/2 ton, Elec. Heat","D305003: HVAC, TERMINAL & PACKAGE UNITS, FAN COIL UNITS - Duct Mount, 2 Pipe - 3-1/2 ton, Elec. Heat"]
[null,null,null,null,null,null,null,null,null,null,null,"23-21 21 13 27","Commercial Grills","23-21 21 13 27: Commercial Grills",null,null,20729,"D30 HVAC","D3050 TERMINAL & PACKAGE UNITS","D305003 FAN COIL UNITS","Duct Mount, 2 Pipe - 5 ton, Elec. Heat","D305003: HVAC, TERMINAL & PACKAGE UNITS, FAN COIL UNITS - Duct Mount, 2 Pipe - 5 ton, Elec. Heat"]
[null,null,null,null,null,null,null,null,null,null,null,"23-21 21 13 27 11","Commercial Barbecue Grills","23-21 21 13 27 11: Commercial Barbecue Grills",null,null,20739,"D30 HVAC","D3050 TERMINAL & PACKAGE UNITS","D305003 FAN COIL UNITS","Duct Mount, 2 Pipe - 6 ton","D305003: HVAC, TERMINAL & PACKAGE UNITS, FAN COIL UNITS - Duct Mount, 2 Pipe - 6 ton"]
[null,null,null,null,null,null,null,null,null,null,null,"23-21 21 13 29","Commercial Kettles","23-21 21 13 29: Commercial Kettles",null,null,20725,"D30 HVAC","D3050 TERMINAL & PACKAGE UNITS","D305003 FAN COIL UNITS","Duct Mount, 2 Pipe - 7 ton, Elec. Heat","D305003: HVAC, TERMINAL & PACKAGE UNITS, FAN COIL UNITS - Duct Mount, 2 Pipe - 7 ton, Elec. Heat"]
[null,null,null,null,null,null,null,null,null,null,null,"23-21 21 13 29 11","Commercial Poacher Kettles","23-21 21 13 29 11: Commercial Poacher Kettles",null,null,20737,"D30 HVAC","D3050 TERMINAL & PACKAGE UNITS","D305003 FAN COIL UNITS","Duct Mount, 2 Pipe - 8 ton","D305003: HVAC, TERMINAL & PACKAGE UNITS, FAN COIL UNITS - Duct Mount, 2 Pipe - 8 ton"]
[null,null,null,null,null,null,null,null,null,null,null,"23-21 21 13 31 11","Commercial Barbeque Ovens","23-21 21 13 31 11: Commercial Barbeque Ovens",null,null,20757,"D30 HVAC","D3050 TERMINAL & PACKAGE UNITS","D305003 FAN COIL UNITS","Duct Mount, 4 Pipe - 1 ton","D305003: HVAC, TERMINAL & PACKAGE UNITS, FAN COIL UNITS - Duct Mount, 4 Pipe - 1 ton"]
[null,null,null,null,null,null,null,null,null,null,null,"23-21 21 13 31 13","Commercial Combination Convection Ovens","23-21 21 13 31 13: Commercial Combination Convection Ovens",null,null,20748,"D30 HVAC","D3050 TERMINAL & PACKAGE UNITS","D305003 FAN COIL UNITS","Duct Mount, 4 Pipe - 1/2 ton","D305003: HVAC, TERMINAL & PACKAGE UNITS, FAN COIL UNITS - Duct Mount, 4 Pipe - 1/2 ton"]
[null,null,null,null,null,null,null,null,null,null,null,"23-21 21 13 31 19","Commercial Pastry Ovens","23-21 21 13 31 19: Commercial Pastry Ovens",null,null,20747,"D30 HVAC","D3050 TERMINAL & PACKAGE UNITS","D305003 FAN COIL UNITS","Duct Mount, 4 Pipe - 2 ton","D305003: HVAC, TERMINAL & PACKAGE UNITS, FAN COIL UNITS - Duct Mount, 4 Pipe - 2 ton"]
[null,null,null,null,null,null,null,null,null,null,null,"23-21 21 13 31 21","Commercial Pizza Ovens","23-21 21 13 31 21: Commercial Pizza Ovens",null,null,20756,"D30 HVAC","D3050 TERMINAL & PACKAGE UNITS","D305003 FAN COIL UNITS","Duct Mount, 4 Pipe - 3 ton","D305003: HVAC, TERMINAL & PACKAGE UNITS, FAN COIL UNITS - Duct Mount, 4 Pipe - 3 ton"]
[null,null,null,null,null,null,null,null,null,null,null,"23-21 21 13 33","Commercial Popcorn Machines","23-21 21 13 33: Commercial Popcorn Machines",null,null,20753,"D30 HVAC","D3050 TERMINAL & PACKAGE UNITS","D305003 FAN COIL UNITS","Duct Mount, 4 Pipe - 5 ton","D305003: HVAC, TERMINAL & PACKAGE UNITS, FAN COIL UNITS - Duct Mount, 4 Pipe - 5 ton"]
[null,null,null,null,null,null,null,null,null,null,null,"23-21 21 13 35","Commercial Ranges","23-21 21 13 35: Commercial Ranges",null,null,20752,"D30 HVAC","D3050 TERMINAL & PACKAGE UNITS","D305003 FAN COIL UNITS","Duct Mount, 4 Pipe - 6 ton","D305003: HVAC, TERMINAL & PACKAGE UNITS, FAN COIL UNITS - Duct Mount, 4 Pipe - 6 ton"]
[null,null,null,null,null,null,null,null,null,null,null,"23-21 21 13 39 11","Commercial High Pressure Food Steamer","23-21 21 13 39 11: Commercial High Pressure Food Steamer",null,null,21527,"D30 HVAC","D3050 TERMINAL & PACKAGE UNITS","D305003 FAN COIL UNITS","DX","D305003: HVAC, TERMINAL & PACKAGE UNITS, FAN COIL UNITS - DX"]
[null,null,null,null,null,null,null,null,null,null,null,"23-21 21 13 41","Commercial Skillets","23-21 21 13 41: Commercial Skillets",null,null,20618,"D30 HVAC","D3050 TERMINAL & PACKAGE UNITS","D305003 FAN COIL UNITS","DX - 1.5 ton","D305003: HVAC, TERMINAL & PACKAGE UNITS, FAN COIL UNITS - DX - 1.5 ton"]
[null,null,null,null,null,null,null,null,null,null,null,"23-21 21 13 45 11","Commercial Toaster Conveyors","23-21 21 13 45 11: Commercial Toaster Conveyors",null,null,20617,"D30 HVAC","D3050 TERMINAL & PACKAGE UNITS","D305003 FAN COIL UNITS","DX - 2 ton","D305003: HVAC, TERMINAL & PACKAGE UNITS, FAN COIL UNITS - DX - 2 ton"]
[null,null,null,null,null,null,null,null,null,null,null,"23-21 21 13 47","Commercial Waffle Irons","23-21 21 13 47: Commercial Waffle Irons",null,null,20616,"D30 HVAC","D3050 TERMINAL & PACKAGE UNITS","D305003 FAN COIL UNITS","DX - 2.5 ton","D305003: HVAC, TERMINAL & PACKAGE UNITS, FAN COIL UNITS - DX - 2.5 ton"]
[null,null,null,null,null,null,null,null,null,null,null,"23-21 21 15 11","Commercial Food Warmers","23-21 21 15 11: Commercial Food Warmers",null,null,20614,"D30 HVAC","D3050 TERMINAL & PACKAGE UNITS","D305003 FAN COIL UNITS","DX - 3 ton","D305003: HVAC, TERMINAL & PACKAGE UNITS, FAN COIL UNITS - DX - 3 ton"]
[null,null,null,null,null,null,null,null,null,null,null,"23-21 21 15 13","Commercial Food Warmer Stations","23-21 21 15 13: Commercial Food Warmer Stations",null,null,20613,"D30 HVAC","D3050 TERMINAL & PACKAGE UNITS","D305003 FAN COIL UNITS","DX - 3.5 ton","D305003: HVAC, TERMINAL & PACKAGE UNITS, FAN COIL UNITS - DX - 3.5 ton"]
[null,null,null,null,null,null,null,null,null,null,null,"23-21 21 17","Commercial Food Services Cooling Equipment","23-21 21 17: Commercial Food Services Cooling Equipment",null,null,20619,"D30 HVAC","D3050 TERMINAL & PACKAGE UNITS","D305003 FAN COIL UNITS","DX - 5 ton","D305003: HVAC, TERMINAL & PACKAGE UNITS, FAN COIL UNITS - DX - 5 ton"]
[null,null,null,null,null,null,null,null,null,null,null,"23-21 21 17 11","Commercial Refrigerated Tables","23-21 21 17 11: Commercial Refrigerated Tables",null,null,20606,"D30 HVAC","D3050 TERMINAL & PACKAGE UNITS","D305003 FAN COIL UNITS","DX - 7.5 ton","D305003: HVAC, TERMINAL & PACKAGE UNITS, FAN COIL UNITS - DX - 7.5 ton"]
[null,null,null,null,null,null,null,null,null,null,null,"23-21 21 19 11 11","Commercial Steam Dishwashers","23-21 21 19 11 11: Commercial Steam Dishwashers",null,null,43223,"D30 HVAC","D3050 TERMINAL & PACKAGE UNITS","D305004 FIN TUBE RADIATION","Unknown","D305004: HVAC, TERMINAL & PACKAGE UNITS, FIN TUBE RADIATION - Unknown"]
[null,null,null,null,null,null,null,null,null,null,null,"23-21 21 19 11 13","Commercial Dishwasher Conveyors","23-21 21 19 11 13: Commercial Dishwasher Conveyors",null,null,21554,"D30 HVAC","D3050 TERMINAL & PACKAGE UNITS","D305004 FIN TUBE RADIATION","Baseboard Heating","D305004: HVAC, TERMINAL & PACKAGE UNITS, FIN TUBE RADIATION - Baseboard Heating"]
[null,null,null,null,null,null,null,null,null,null,null,"23-21 21 21 11","Commercial Waste Disposal Units","23-21 21 21 11: Commercial Waste Disposal Units",null,null,20838,"D30 HVAC","D3050 TERMINAL & PACKAGE UNITS","D305004 FIN TUBE RADIATION","Baseboard Heating - 10' long","D305004: HVAC, TERMINAL & PACKAGE UNITS, FIN TUBE RADIATION - Baseboard Heating - 10' long"]
[null,null,null,null,null,null,null,null,null,null,null,"23-21 21 21 13","Commercial Garbage Disposals","23-21 21 21 13: Commercial Garbage Disposals",null,null,40188,"D30 HVAC","D3050 TERMINAL & PACKAGE UNITS","D305004 FIN TUBE RADIATION","Baseboard Heating - 1-1/4\" Copper Tube","D305004: HVAC, TERMINAL & PACKAGE UNITS, FIN TUBE RADIATION - Baseboard Heating - 1-1/4\" Copper Tube"]
[null,null,null,null,null,null,null,null,null,null,null,"23-21 21 23 11","Commercial Food Display Coolers","23-21 21 23 11: Commercial Food Display Coolers",null,null,20835,"D30 HVAC","D3050 TERMINAL & PACKAGE UNITS","D305004 FIN TUBE RADIATION","Baseboard Heating - 6' long","D305004: HVAC, TERMINAL & PACKAGE UNITS, FIN TUBE RADIATION - Baseboard Heating - 6' long"]
[null,null,null,null,null,null,null,null,null,null,null,"23-21 21 23 11 11","Commercial Freezer Food Display Cases","23-21 21 23 11 11: Commercial Freezer Food Display Cases",null,null,20836,"D30 HVAC","D3050 TERMINAL & PACKAGE UNITS","D305004 FIN TUBE RADIATION","Baseboard Heating - 8' long","D305004: HVAC, TERMINAL & PACKAGE UNITS, FIN TUBE RADIATION - Baseboard Heating - 8' long"]
[null,null,null,null,null,null,null,null,null,null,null,"23-21 21 23 11 17","Commercial Unconditioned Food Display Cases","23-21 21 23 11 17: Commercial Unconditioned Food Display Cases",null,null,43224,"D30 HVAC","D3050 TERMINAL & PACKAGE UNITS","D305005 ELECTRIC HEATING","Unknown","D305005: HVAC, TERMINAL & PACKAGE UNITS, ELECTRIC HEATING - Unknown"]
[null,null,null,null,null,null,null,null,null,null,null,"23-21 21 25","Commercial Food and Beverage Dispensing Equipment","23-21 21 25: Commercial Food and Beverage Dispensing Equipment",null,null,20831,"D30 HVAC","D3050 TERMINAL & PACKAGE UNITS","D305005 ELECTRIC HEATING","208-240 volt, 15 kW","D305005: HVAC, TERMINAL & PACKAGE UNITS, ELECTRIC HEATING - 208-240 volt, 15 kW"]
[null,null,null,null,null,null,null,null,null,null,null,"23-21 21 25 15","Commercial Bowl and Plate Dispensers","23-21 21 25 15: Commercial Bowl and Plate Dispensers",null,null,20829,"D30 HVAC","D3050 TERMINAL & PACKAGE UNITS","D305005 ELECTRIC HEATING","208-240 volt, 5 kW","D305005: HVAC, TERMINAL & PACKAGE UNITS, ELECTRIC HEATING - 208-240 volt, 5 kW"]
[null,null,null,null,null,null,null,null,null,null,null,"23-21 21 25 17","Commercial Bread Dispensers","23-21 21 25 17: Commercial Bread Dispensers",null,null,20826,"D30 HVAC","D3050 TERMINAL & PACKAGE UNITS","D305005 ELECTRIC HEATING","208-240 volt, 7 kW","D305005: HVAC, TERMINAL & PACKAGE UNITS, ELECTRIC HEATING - 208-240 volt, 7 kW"]
[null,null,null,null,null,null,null,null,null,null,null,"23-21 21 25 23","Commercial Coffee Dispensers","23-21 21 25 23: Commercial Coffee Dispensers",null,null,20819,"D30 HVAC","D3050 TERMINAL & PACKAGE UNITS","D305005 ELECTRIC HEATING","480 volt, 15 kW","D305005: HVAC, TERMINAL & PACKAGE UNITS, ELECTRIC HEATING - 480 volt, 15 kW"]
[null,null,null,null,null,null,null,null,null,null,null,"23-21 21 25 25","Commercial Condiment Dispensers","23-21 21 25 25: Commercial Condiment Dispensers",null,null,20824,"D30 HVAC","D3050 TERMINAL & PACKAGE UNITS","D305005 ELECTRIC HEATING","480 volt, 20 kW","D305005: HVAC, TERMINAL & PACKAGE UNITS, ELECTRIC HEATING - 480 volt, 20 kW"]
[null,null,null,null,null,null,null,null,null,null,null,"23-21 21 25 31","Commercial Cup and Saucer Dispensers","23-21 21 25 31: Commercial Cup and Saucer Dispensers",null,null,20822,"D30 HVAC","D3050 TERMINAL & PACKAGE UNITS","D305005 ELECTRIC HEATING","480 volt, 40 kW","D305005: HVAC, TERMINAL & PACKAGE UNITS, ELECTRIC HEATING - 480 volt, 40 kW"]
[null,null,null,null,null,null,null,null,null,null,null,"23-21 21 25 33","Commercial Bubbler Dispensers","23-21 21 25 33: Commercial Bubbler Dispensers",null,null,20834,"D30 HVAC","D3050 TERMINAL & PACKAGE UNITS","D305005 ELECTRIC HEATING","480 volt, 5 kW","D305005: HVAC, TERMINAL & PACKAGE UNITS, ELECTRIC HEATING - 480 volt, 5 kW"]
[null,null,null,null,null,null,null,null,null,null,null,"23-21 21 25 39","Commercial Hot Chocolate Dispensers","23-21 21 25 39: Commercial Hot Chocolate Dispensers",null,null,41225,"D30 HVAC","D3050 TERMINAL & PACKAGE UNITS","D305006 PACKAGE UNITS","General","D305006: HVAC, TERMINAL & PACKAGE UNITS, PACKAGE UNITS - General"]
[null,null,null,null,null,null,null,null,null,null,null,"23-21 21 25 41","Commercial Hot Water Dispensers","23-21 21 25 41: Commercial Hot Water Dispensers",null,null,42225,"D30 HVAC","D3050 TERMINAL & PACKAGE UNITS","D305006 PACKAGE UNITS","Other","D305006: HVAC, TERMINAL & PACKAGE UNITS, PACKAGE UNITS - Other"]
[null,null,null,null,null,null,null,null,null,null,null,"23-21 21 25 47","Commercial Milkshake Dispensers","23-21 21 25 47: Commercial Milkshake Dispensers",null,null,20932,"D30 HVAC","D3050 TERMINAL & PACKAGE UNITS","D305006 PACKAGE UNITS","A/C Unit, Computer Room - Air Cooled, 10 ton","D305006: HVAC, TERMINAL & PACKAGE UNITS, PACKAGE UNITS - A/C Unit, Computer Room - Air Cooled, 10 ton"]
[null,null,null,null,null,null,null,null,null,null,null,"23-21 21 25 49","Commercial Non Carbonated Beverage Dispensers","23-21 21 25 49: Commercial Non Carbonated Beverage Dispensers",null,null,20941,"D30 HVAC","D3050 TERMINAL & PACKAGE UNITS","D305006 PACKAGE UNITS","A/C Unit, Computer Room - Air Cooled, 15 ton","D305006: HVAC, TERMINAL & PACKAGE UNITS, PACKAGE UNITS - A/C Unit, Computer Room - Air Cooled, 15 ton"]
[null,null,null,null,null,null,null,null,null,null,null,"23-21 21 25 53","Commercial Saucer Dispensers","23-21 21 25 53: Commercial Saucer Dispensers",null,null,20938,"D30 HVAC","D3050 TERMINAL & PACKAGE UNITS","D305006 PACKAGE UNITS","A/C Unit, Computer Room - Air Cooled, 3 ton","D305006: HVAC, TERMINAL & PACKAGE UNITS, PACKAGE UNITS - A/C Unit, Computer Room - Air Cooled, 3 ton"]
[null,null,null,null,null,null,null,null,null,null,null,"23-21 21 25 55","Commercial Slush Dispensers","23-21 21 25 55: Commercial Slush Dispensers",null,null,20930,"D30 HVAC","D3050 TERMINAL & PACKAGE UNITS","D305006 PACKAGE UNITS","A/C Unit, Computer Room - Air Cooled, 5 ton","D305006: HVAC, TERMINAL & PACKAGE UNITS, PACKAGE UNITS - A/C Unit, Computer Room - Air Cooled, 5 ton"]
[null,null,null,null,null,null,null,null,null,null,null,"23-21 21 25 59","Commercial Syrup Pump Dispensers","23-21 21 25 59: Commercial Syrup Pump Dispensers",null,null,20937,"D30 HVAC","D3050 TERMINAL & PACKAGE UNITS","D305006 PACKAGE UNITS","A/C Unit, Computer Room - Chilled Water, 10 ton","D305006: HVAC, TERMINAL & PACKAGE UNITS, PACKAGE UNITS - A/C Unit, Computer Room - Chilled Water, 10 ton"]
[null,null,null,null,null,null,null,null,null,null,null,"23-21 21 25 65","Commercial Filtration Equipment","23-21 21 25 65: Commercial Filtration Equipment",null,null,20936,"D30 HVAC","D3050 TERMINAL & PACKAGE UNITS","D305006 PACKAGE UNITS","A/C Unit, Computer Room - Chilled Water, 23 ton","D305006: HVAC, TERMINAL & PACKAGE UNITS, PACKAGE UNITS - A/C Unit, Computer Room - Chilled Water, 23 ton"]
[null,null,null,null,null,null,null,null,null,null,null,"23-21 21 27 13","Commercial Freezers","23-21 21 27 13: Commercial Freezers",null,null,20918,"D30 HVAC","D3050 TERMINAL & PACKAGE UNITS","D305006 PACKAGE UNITS","A/C Unit, Computer Room - Glycol System, 10 ton","D305006: HVAC, TERMINAL & PACKAGE UNITS, PACKAGE UNITS - A/C Unit, Computer Room - Glycol System, 10 ton"]
[null,null,null,null,null,null,null,null,null,null,null,"23-21 21 27 13 11","Commercial Blast Freezers","23-21 21 27 13 11: Commercial Blast Freezers",null,null,20929,"D30 HVAC","D3050 TERMINAL & PACKAGE UNITS","D305006 PACKAGE UNITS","A/C Unit, Computer Room - Glycol System, 15 ton","D305006: HVAC, TERMINAL & PACKAGE UNITS, PACKAGE UNITS - A/C Unit, Computer Room - Glycol System, 15 ton"]
[null,null,null,null,null,null,null,null,null,null,null,"23-21 21 27 13 17","Commercial Freeze Drying Equipment","23-21 21 27 13 17: Commercial Freeze Drying Equipment",null,null,20926,"D30 HVAC","D3050 TERMINAL & PACKAGE UNITS","D305006 PACKAGE UNITS","A/C Unit, Computer Room - Glycol System, 3 ton","D305006: HVAC, TERMINAL & PACKAGE UNITS, PACKAGE UNITS - A/C Unit, Computer Room - Glycol System, 3 ton"]
[null,null,null,null,null,null,null,null,null,null,null,"23-21 21 27 13 19","Commercial Plate Freezers","23-21 21 27 13 19: Commercial Plate Freezers",null,null,20917,"D30 HVAC","D3050 TERMINAL & PACKAGE UNITS","D305006 PACKAGE UNITS","A/C Unit, Computer Room - Glycol System, 5 ton","D305006: HVAC, TERMINAL & PACKAGE UNITS, PACKAGE UNITS - A/C Unit, Computer Room - Glycol System, 5 ton"]
[null,null,null,null,null,null,null,null,null,null,null,"23-21 21 27 13 25","Commercial Upright Reach In Freezers","23-21 21 27 13 25: Commercial Upright Reach In Freezers",null,null,20916,"D30 HVAC","D3050 TERMINAL & PACKAGE UNITS","D305006 PACKAGE UNITS","A/C Unit, Computer Room - Water Cooled, 20 ton","D305006: HVAC, TERMINAL & PACKAGE UNITS, PACKAGE UNITS - A/C Unit, Computer Room - Water Cooled, 20 ton"]
[null,null,null,null,null,null,null,null,null,null,null,"23-21 21 27 13 27","Commercial Upright Pass Through Freezers","23-21 21 27 13 27: Commercial Upright Pass Through Freezers",null,null,20924,"D30 HVAC","D3050 TERMINAL & PACKAGE UNITS","D305006 PACKAGE UNITS","A/C Unit, Computer Room - Water Cooled, 23 ton","D305006: HVAC, TERMINAL & PACKAGE UNITS, PACKAGE UNITS - A/C Unit, Computer Room - Water Cooled, 23 ton"]
[null,null,null,null,null,null,null,null,null,null,null,"23-21 21 27 15","Commercial Refrigerators","23-21 21 27 15: Commercial Refrigerators",null,null,20927,"D30 HVAC","D3050 TERMINAL & PACKAGE UNITS","D305006 PACKAGE UNITS","A/C Unit, Computer Room - Water Cooled, 8 ton","D305006: HVAC, TERMINAL & PACKAGE UNITS, PACKAGE UNITS - A/C Unit, Computer Room - Water Cooled, 8 ton"]
[null,null,null,null,null,null,null,null,null,null,null,"23-21 21 27 15 11","Commercial Flammable Liquid Refrigerators","23-21 21 27 15 11: Commercial Flammable Liquid Refrigerators",null,null,40211,"D30 HVAC","D3050 TERMINAL & PACKAGE UNITS","D305006 PACKAGE UNITS","A/C Unit, Package Terminal","D305006: HVAC, TERMINAL & PACKAGE UNITS, PACKAGE UNITS - A/C Unit, Package Terminal"]
[null,null,null,null,null,null,null,null,null,null,null,"23-21 21 27 15 17","Commercial Refrigerated Tanks","23-21 21 27 15 17: Commercial Refrigerated Tanks",null,null,40225,"D30 HVAC","D3050 TERMINAL & PACKAGE UNITS","D305006 PACKAGE UNITS","A/C Unit, Package Terminal - Fan Coil Air Conditioning Cabinet Mounted filter controls, DX, 20 TN","D305006: HVAC, TERMINAL & PACKAGE UNITS, PACKAGE UNITS - A/C Unit, Package Terminal - Fan Coil Air Conditioning Cabinet Mounted filter controls, DX, 20 TN"]
[null,null,null,null,null,null,null,null,null,null,null,"23-21 21 27 15 19","Commercial Refrigerated Vessels","23-21 21 27 15 19: Commercial Refrigerated Vessels",null,null,40223,"D30 HVAC","D3050 TERMINAL & PACKAGE UNITS","D305006 PACKAGE UNITS","A/C Unit, Package Terminal - Fan Coil Air Conditioning Cabinet Mounted filter controls, DX, 5 TN","D305006: HVAC, TERMINAL & PACKAGE UNITS, PACKAGE UNITS - A/C Unit, Package Terminal - Fan Coil Air Conditioning Cabinet Mounted filter controls, DX, 5 TN"]
[null,null,null,null,null,null,null,null,null,null,null,"23-21 21 27 15 25","Commercial Upright Pass Through Refrigerators","23-21 21 27 15 25: Commercial Upright Pass Through Refrigerators",null,null,40216,"D30 HVAC","D3050 TERMINAL & PACKAGE UNITS","D305006 PACKAGE UNITS","A/C Unit, Package Terminal - Packaged Terminal AC, 18,000 BTUH, 10 kw","D305006: HVAC, TERMINAL & PACKAGE UNITS, PACKAGE UNITS - A/C Unit, Package Terminal - Packaged Terminal AC, 18,000 BTUH, 10 kw"]
[null,null,null,null,null,null,null,null,null,null,null,"23-21 21 27 17","Commercial Refrigerator Freezers","23-21 21 27 17: Commercial Refrigerator Freezers",null,null,40219,"D30 HVAC","D3050 TERMINAL & PACKAGE UNITS","D305006 PACKAGE UNITS","A/C Unit, Package Terminal - Packaged Terminal AC, 36,000 BTUH, 10 kw","D305006: HVAC, TERMINAL & PACKAGE UNITS, PACKAGE UNITS - A/C Unit, Package Terminal - Packaged Terminal AC, 36,000 BTUH, 10 kw"]
[null,null,null,null,null,null,null,null,null,null,null,"23-21 21 27 19 11","Commercial Walk In Coolers","23-21 21 27 19 11: Commercial Walk In Coolers",null,null,40221,"D30 HVAC","D3050 TERMINAL & PACKAGE UNITS","D305006 PACKAGE UNITS","A/C Unit, Package Terminal - Packaged Terminal AC, 48,000 BTUH, 10 kw","D305006: HVAC, TERMINAL & PACKAGE UNITS, PACKAGE UNITS - A/C Unit, Package Terminal - Packaged Terminal AC, 48,000 BTUH, 10 kw"]
[null,null,null,null,null,null,null,null,null,null,null,"23-21 21 29","Commercial Ice Machines","23-21 21 29: Commercial Ice Machines",null,null,40212,"D30 HVAC","D3050 TERMINAL & PACKAGE UNITS","D305006 PACKAGE UNITS","A/C Unit, Package Terminal - Packaged Terminal AC, 6,000 BTUH cooling, 8,800 BTUH heat","D305006: HVAC, TERMINAL & PACKAGE UNITS, PACKAGE UNITS - A/C Unit, Package Terminal - Packaged Terminal AC, 6,000 BTUH cooling, 8,800 BTUH heat"]
[null,null,null,null,null,null,null,null,null,null,null,"23-21 21 29 15","Commercial Flaker Ice Makers","23-21 21 29 15: Commercial Flaker Ice Makers",null,null,21633,"D30 HVAC","D3050 TERMINAL & PACKAGE UNITS","D305006 PACKAGE UNITS","A/C Unit, Split Systems w/ Air Cooled Condenser - 10 TN","D305006: HVAC, TERMINAL & PACKAGE UNITS, PACKAGE UNITS - A/C Unit, Split Systems w/ Air Cooled Condenser - 10 TN"]
[null,null,null,null,null,null,null,null,null,null,null,"23-21 21 29 17","Commercial Ice Dispensers","23-21 21 29 17: Commercial Ice Dispensers",null,null,21638,"D30 HVAC","D3050 TERMINAL & PACKAGE UNITS","D305006 PACKAGE UNITS","A/C Unit, Split Systems w/ Air Cooled Condenser - 100 TN","D305006: HVAC, TERMINAL & PACKAGE UNITS, PACKAGE UNITS - A/C Unit, Split Systems w/ Air Cooled Condenser - 100 TN"]
[null,null,null,null,null,null,null,null,null,null,null,"23-21 21 31","Commercial Food Preparation Equipment","23-21 21 31: Commercial Food Preparation Equipment",null,null,21634,"D30 HVAC","D3050 TERMINAL & PACKAGE UNITS","D305006 PACKAGE UNITS","A/C Unit, Split Systems w/ Air Cooled Condenser - 35 TN","D305006: HVAC, TERMINAL & PACKAGE UNITS, PACKAGE UNITS - A/C Unit, Split Systems w/ Air Cooled Condenser - 35 TN"]
[null,null,null,null,null,null,null,null,null,null,null,"23-21 21 31 11","Commercial Food Mixers","23-21 21 31 11: Commercial Food Mixers",null,null,21631,"D30 HVAC","D3050 TERMINAL & PACKAGE UNITS","D305006 PACKAGE UNITS","A/C Unit, Split Systems w/ Air Cooled Condenser - 4 TN","D305006: HVAC, TERMINAL & PACKAGE UNITS, PACKAGE UNITS - A/C Unit, Split Systems w/ Air Cooled Condenser - 4 TN"]
[null,null,null,null,null,null,null,null,null,null,null,"23-21 21 31 17","Commercial Food Service Stations","23-21 21 31 17: Commercial Food Service Stations",null,null,21636,"D30 HVAC","D3050 TERMINAL & PACKAGE UNITS","D305006 PACKAGE UNITS","A/C Unit, Split Systems w/ Air Cooled Condenser - 60 TN","D305006: HVAC, TERMINAL & PACKAGE UNITS, PACKAGE UNITS - A/C Unit, Split Systems w/ Air Cooled Condenser - 60 TN"]
[null,null,null,null,null,null,null,null,null,null,null,"23-21 21 31 19","Commercial Food Slicers","23-21 21 31 19: Commercial Food Slicers",null,null,21637,"D30 HVAC","D3050 TERMINAL & PACKAGE UNITS","D305006 PACKAGE UNITS","A/C Unit, Split Systems w/ Air Cooled Condenser - 75 TN","D305006: HVAC, TERMINAL & PACKAGE UNITS, PACKAGE UNITS - A/C Unit, Split Systems w/ Air Cooled Condenser - 75 TN"]
[null,null,null,null,null,null,null,null,null,null,null,"23-21 21 31 21","Commercial Food Preparation Tables","23-21 21 31 21: Commercial Food Preparation Tables",null,null,20844,"D30 HVAC","D3050 TERMINAL & PACKAGE UNITS","D305006 PACKAGE UNITS","A/C Unit, Thru-Wall - 1/2 ton","D305006: HVAC, TERMINAL & PACKAGE UNITS, PACKAGE UNITS - A/C Unit, Thru-Wall - 1/2 ton"]
[null,null,null,null,null,null,null,null,null,null,null,"23-21 21 31 21 11","Commercial Refrigerated Food Preparation Tables","23-21 21 31 21 11: Commercial Refrigerated Food Preparation Tables",null,null,20846,"D30 HVAC","D3050 TERMINAL & PACKAGE UNITS","D305006 PACKAGE UNITS","A/C Unit, Thru-Wall - 1-1/2 ton","D305006: HVAC, TERMINAL & PACKAGE UNITS, PACKAGE UNITS - A/C Unit, Thru-Wall - 1-1/2 ton"]
[null,null,null,null,null,null,null,null,null,null,null,"23-21 21 33 11","Commercial Bar Stools","23-21 21 33 11: Commercial Bar Stools",null,null,40189,"D30 HVAC","D3050 TERMINAL & PACKAGE UNITS","D305006 PACKAGE UNITS","A/C Unit, Window","D305006: HVAC, TERMINAL & PACKAGE UNITS, PACKAGE UNITS - A/C Unit, Window"]
[null,null,null,null,null,null,null,null,null,null,null,"23-21 21 33 13","Commercial Restaurant Chairs","23-21 21 33 13: Commercial Restaurant Chairs",null,null,44019,"D30 HVAC","D3050 TERMINAL & PACKAGE UNITS","D305006 PACKAGE UNITS","Evaporative Cooler","D305006: HVAC, TERMINAL & PACKAGE UNITS, PACKAGE UNITS - Evaporative Cooler"]
[null,null,null,null,null,null,null,null,null,null,null,"23-21 21 33 19","Commercial Restaurant Tables","23-21 21 33 19: Commercial Restaurant Tables",null,null,44022,"D30 HVAC","D3050 TERMINAL & PACKAGE UNITS","D305006 PACKAGE UNITS","Evaporative Cooler -  3235 CFM","D305006: HVAC, TERMINAL & PACKAGE UNITS, PACKAGE UNITS - Evaporative Cooler -  3235 CFM"]
[null,null,null,null,null,null,null,null,null,null,null,"23-21 21 35 11","Commercial Bars","23-21 21 35 11: Commercial Bars",null,null,44024,"D30 HVAC","D3050 TERMINAL & PACKAGE UNITS","D305006 PACKAGE UNITS","Evaporative Cooler -  4215 CFM","D305006: HVAC, TERMINAL & PACKAGE UNITS, PACKAGE UNITS - Evaporative Cooler -  4215 CFM"]
[null,null,null,null,null,null,null,null,null,null,null,"23-21 21 35 11 15","Commercial Bar Equipment","23-21 21 35 11 15: Commercial Bar Equipment",null,null,44027,"D30 HVAC","D3050 TERMINAL & PACKAGE UNITS","D305006 PACKAGE UNITS","Evaporative Cooler -  8300 CFM","D305006: HVAC, TERMINAL & PACKAGE UNITS, PACKAGE UNITS - Evaporative Cooler -  8300 CFM"]
[null,null,null,null,null,null,null,null,null,null,null,"23-21 21 35 13","Commercial Serving Counters","23-21 21 35 13: Commercial Serving Counters",null,null,44028,"D30 HVAC","D3050 TERMINAL & PACKAGE UNITS","D305006 PACKAGE UNITS","Evaporative Cooler -  8360 CFM","D305006: HVAC, TERMINAL & PACKAGE UNITS, PACKAGE UNITS - Evaporative Cooler -  8360 CFM"]
[null,null,null,null,null,null,null,null,null,null,null,"23-21 21 35 15","Commercial Service Line Equipment","23-21 21 35 15: Commercial Service Line Equipment",null,null,44031,"D30 HVAC","D3050 TERMINAL & PACKAGE UNITS","D305006 PACKAGE UNITS","Evaporative Cooler - 14410 CFM","D305006: HVAC, TERMINAL & PACKAGE UNITS, PACKAGE UNITS - Evaporative Cooler - 14410 CFM"]
[null,null,null,null,null,null,null,null,null,null,null,"23-21 21 37","Commercial Food Service Storage Equipment","23-21 21 37: Commercial Food Service Storage Equipment",null,null,44175,"D30 HVAC","D3050 TERMINAL & PACKAGE UNITS","D305006 PACKAGE UNITS","Heat Pump Package Condenser/Evaporator/Air Handler - 1.5 TN","D305006: HVAC, TERMINAL & PACKAGE UNITS, PACKAGE UNITS - Heat Pump Package Condenser/Evaporator/Air Handler - 1.5 TN"]
[null,null,null,null,null,null,null,null,null,null,null,"23-21 21 39 11","Commercial Food Delivery Conveyors","23-21 21 39 11: Commercial Food Delivery Conveyors",null,null,44172,"D30 HVAC","D3050 TERMINAL & PACKAGE UNITS","D305006 PACKAGE UNITS","Heat Pump Package Condenser/Evaporator/Air Handler - 3 TN","D305006: HVAC, TERMINAL & PACKAGE UNITS, PACKAGE UNITS - Heat Pump Package Condenser/Evaporator/Air Handler - 3 TN"]
[null,null,null,null,null,null,null,null,null,null,null,"23-21 21 39 13","Commercial Food Delivery Carts","23-21 21 39 13: Commercial Food Delivery Carts",null,null,44170,"D30 HVAC","D3050 TERMINAL & PACKAGE UNITS","D305006 PACKAGE UNITS","Heat Pump Package Condenser/Evaporator/Air Handler - 5 TN","D305006: HVAC, TERMINAL & PACKAGE UNITS, PACKAGE UNITS - Heat Pump Package Condenser/Evaporator/Air Handler - 5 TN"]
[null,null,null,null,null,null,null,null,null,null,null,"23-21 21 41 11","Commercial Food Hood Equipment","23-21 21 41 11: Commercial Food Hood Equipment",null,null,44180,"D30 HVAC","D3050 TERMINAL & PACKAGE UNITS","D305006 PACKAGE UNITS","Heat Pump Water Source Single Package - 1 TN","D305006: HVAC, TERMINAL & PACKAGE UNITS, PACKAGE UNITS - Heat Pump Water Source Single Package - 1 TN"]
[null,null,null,null,null,null,null,null,null,null,null,"23-21 21 41 11 11","Commercial Food Service Hoods","23-21 21 41 11 11: Commercial Food Service Hoods",null,null,44179,"D30 HVAC","D3050 TERMINAL & PACKAGE UNITS","D305006 PACKAGE UNITS","Heat Pump Water Source Single Package - 2 TN","D305006: HVAC, TERMINAL & PACKAGE UNITS, PACKAGE UNITS - Heat Pump Water Source Single Package - 2 TN"]
[null,null,null,null,null,null,null,null,null,null,null,"23-21 21 41 13 13","Commercial Catering Ventilation","23-21 21 41 13 13: Commercial Catering Ventilation",null,null,44176,"D30 HVAC","D3050 TERMINAL & PACKAGE UNITS","D305006 PACKAGE UNITS","Heat Pump Water Source Single Package - 7.5 TN","D305006: HVAC, TERMINAL & PACKAGE UNITS, PACKAGE UNITS - Heat Pump Water Source Single Package - 7.5 TN"]
[null,null,null,null,null,null,null,null,null,null,null,"23-21 21 43","Commercial Food Processing Equipment","23-21 21 43: Commercial Food Processing Equipment",null,null,21557,"D30 HVAC","D3050 TERMINAL & PACKAGE UNITS","D305006 PACKAGE UNITS","Heat Pump, Air Source, Roof Top","D305006: HVAC, TERMINAL & PACKAGE UNITS, PACKAGE UNITS - Heat Pump, Air Source, Roof Top"]
[null,null,null,null,null,null,null,null,null,null,null,"23-21 23 11","Complete Residential Dining Room Suites","23-21 23 11: Complete Residential Dining Room Suites",null,null,20851,"D30 HVAC","D3050 TERMINAL & PACKAGE UNITS","D305006 PACKAGE UNITS","Heat Pump, Air Source, Roof Top - 30 ton","D305006: HVAC, TERMINAL & PACKAGE UNITS, PACKAGE UNITS - Heat Pump, Air Source, Roof Top - 30 ton"]
[null,null,null,null,null,null,null,null,null,null,null,"23-21 23 13","Residential Seating","23-21 23 13: Residential Seating",null,null,20852,"D30 HVAC","D3050 TERMINAL & PACKAGE UNITS","D305006 PACKAGE UNITS","Heat Pump, Air Source, Roof Top - 40 ton","D305006: HVAC, TERMINAL & PACKAGE UNITS, PACKAGE UNITS - Heat Pump, Air Source, Roof Top - 40 ton"]
[null,null,null,null,null,null,null,null,null,null,null,"23-21 23 13 17","Residential Stools","23-21 23 13 17: Residential Stools",null,null,20802,"D30 HVAC","D3050 TERMINAL & PACKAGE UNITS","D305006 PACKAGE UNITS","Heat Pump, Duct Mounted, Horizontal - 1 ton","D305006: HVAC, TERMINAL & PACKAGE UNITS, PACKAGE UNITS - Heat Pump, Duct Mounted, Horizontal - 1 ton"]
[null,null,null,null,null,null,null,null,null,null,null,"23-21 23 13 19","Residential Benches","23-21 23 13 19: Residential Benches",null,null,20801,"D30 HVAC","D3050 TERMINAL & PACKAGE UNITS","D305006 PACKAGE UNITS","Heat Pump, Duct Mounted, Horizontal - 1-1/2 ton","D305006: HVAC, TERMINAL & PACKAGE UNITS, PACKAGE UNITS - Heat Pump, Duct Mounted, Horizontal - 1-1/2 ton"]
[null,null,null,null,null,null,null,null,null,null,null,"23-21 23 13 25","Residential Chair Beds","23-21 23 13 25: Residential Chair Beds",null,null,20803,"D30 HVAC","D3050 TERMINAL & PACKAGE UNITS","D305006 PACKAGE UNITS","Heat Pump, Duct Mounted, Horizontal - 3-1/2 ton","D305006: HVAC, TERMINAL & PACKAGE UNITS, PACKAGE UNITS - Heat Pump, Duct Mounted, Horizontal - 3-1/2 ton"]
[null,null,null,null,null,null,null,null,null,null,null,"23-21 23 15","Residential Tables","23-21 23 15: Residential Tables",null,null,21555,"D30 HVAC","D3050 TERMINAL & PACKAGE UNITS","D305006 PACKAGE UNITS","Heat Pump, Thru-Wall","D305006: HVAC, TERMINAL & PACKAGE UNITS, PACKAGE UNITS - Heat Pump, Thru-Wall"]
[null,null,null,null,null,null,null,null,null,null,null,"23-21 23 15 15","Residential End Tables","23-21 23 15 15: Residential End Tables",null,null,20842,"D30 HVAC","D3050 TERMINAL & PACKAGE UNITS","D305006 PACKAGE UNITS","Heat Pump, Thru-Wall - 1-1/2 ton","D305006: HVAC, TERMINAL & PACKAGE UNITS, PACKAGE UNITS - Heat Pump, Thru-Wall - 1-1/2 ton"]
[null,null,null,null,null,null,null,null,null,null,null,"23-21 23 15 17","Residential Coffee Tables","23-21 23 15 17: Residential Coffee Tables",null,null,20843,"D30 HVAC","D3050 TERMINAL & PACKAGE UNITS","D305006 PACKAGE UNITS","Heat Pump, Thru-Wall - 2 ton","D305006: HVAC, TERMINAL & PACKAGE UNITS, PACKAGE UNITS - Heat Pump, Thru-Wall - 2 ton"]
[null,null,null,null,null,null,null,null,null,null,null,"23-21 23 17 13","Residential China Cabinets","23-21 23 17 13: Residential China Cabinets",null,null,20867,"D30 HVAC","D3050 TERMINAL & PACKAGE UNITS","D305006 PACKAGE UNITS","Heat Pump, Water Source, Central Station - 10 ton","D305006: HVAC, TERMINAL & PACKAGE UNITS, PACKAGE UNITS - Heat Pump, Water Source, Central Station - 10 ton"]
[null,null,null,null,null,null,null,null,null,null,null,"23-21 23 17 15","Residential Cupboards","23-21 23 17 15: Residential Cupboards",null,null,20862,"D30 HVAC","D3050 TERMINAL & PACKAGE UNITS","D305006 PACKAGE UNITS","Heat Pump, Water Source, Central Station - 20 ton","D305006: HVAC, TERMINAL & PACKAGE UNITS, PACKAGE UNITS - Heat Pump, Water Source, Central Station - 20 ton"]
[null,null,null,null,null,null,null,null,null,null,null,"23-21 23 19 11","Complete Residential Bedroom Suites","23-21 23 19 11: Complete Residential Bedroom Suites",null,null,20865,"D30 HVAC","D3050 TERMINAL & PACKAGE UNITS","D305006 PACKAGE UNITS","Heat Pump, Water Source, Central Station - 5 ton","D305006: HVAC, TERMINAL & PACKAGE UNITS, PACKAGE UNITS - Heat Pump, Water Source, Central Station - 5 ton"]
[null,null,null,null,null,null,null,null,null,null,null,"23-21 23 19 13","Residential Beds","23-21 23 19 13: Residential Beds",null,null,20863,"D30 HVAC","D3050 TERMINAL & PACKAGE UNITS","D305006 PACKAGE UNITS","Heat Pump, Water Source, Central Station - 50 ton","D305006: HVAC, TERMINAL & PACKAGE UNITS, PACKAGE UNITS - Heat Pump, Water Source, Central Station - 50 ton"]
[null,null,null,null,null,null,null,null,null,null,null,"23-21 23 19 13 15","Residential Cots","23-21 23 19 13 15: Residential Cots",null,null,20961,"D30 HVAC","D3050 TERMINAL & PACKAGE UNITS","D305006 PACKAGE UNITS","Heat Pump, Water Source, Console - 1-1/2 ton","D305006: HVAC, TERMINAL & PACKAGE UNITS, PACKAGE UNITS - Heat Pump, Water Source, Console - 1-1/2 ton"]
[null,null,null,null,null,null,null,null,null,null,null,"23-21 23 19 13 17","Residential Mattresses","23-21 23 19 13 17: Residential Mattresses",null,null,20962,"D30 HVAC","D3050 TERMINAL & PACKAGE UNITS","D305006 PACKAGE UNITS","Heat Pump, Water Source, Console - 2 ton","D305006: HVAC, TERMINAL & PACKAGE UNITS, PACKAGE UNITS - Heat Pump, Water Source, Console - 2 ton"]
[null,null,null,null,null,null,null,null,null,null,null,"23-21 23 21","Residential Food Cabinets","23-21 23 21: Residential Food Cabinets",null,null,20912,"D30 HVAC","D3050 TERMINAL & PACKAGE UNITS","D305006 PACKAGE UNITS","Packaged A/C, Air Cooled, Elec Heat - 10 ton","D305006: HVAC, TERMINAL & PACKAGE UNITS, PACKAGE UNITS - Packaged A/C, Air Cooled, Elec Heat - 10 ton"]
[null,null,null,null,null,null,null,null,null,null,null,"23-21 23 23","Residential Food Cooking Equipment","23-21 23 23: Residential Food Cooking Equipment",null,null,20905,"D30 HVAC","D3050 TERMINAL & PACKAGE UNITS","D305006 PACKAGE UNITS","Packaged A/C, Air Cooled, Elec Heat - 10 ton, VAV","D305006: HVAC, TERMINAL & PACKAGE UNITS, PACKAGE UNITS - Packaged A/C, Air Cooled, Elec Heat - 10 ton, VAV"]
[null,null,null,null,null,null,null,null,null,null,null,"23-21 23 23 11 13","Residential Infra Red Broilers","23-21 23 23 11 13: Residential Infra Red Broilers",null,null,20910,"D30 HVAC","D3050 TERMINAL & PACKAGE UNITS","D305006 PACKAGE UNITS","Packaged A/C, Air Cooled, Elec Heat - 30 ton","D305006: HVAC, TERMINAL & PACKAGE UNITS, PACKAGE UNITS - Packaged A/C, Air Cooled, Elec Heat - 30 ton"]
[null,null,null,null,null,null,null,null,null,null,null,"23-21 23 23 11 15","Residential Gas Broilers","23-21 23 23 11 15: Residential Gas Broilers",null,null,20908,"D30 HVAC","D3050 TERMINAL & PACKAGE UNITS","D305006 PACKAGE UNITS","Packaged A/C, Air Cooled, Elec Heat - 30 ton, VAV","D305006: HVAC, TERMINAL & PACKAGE UNITS, PACKAGE UNITS - Packaged A/C, Air Cooled, Elec Heat - 30 ton, VAV"]
[null,null,null,null,null,null,null,null,null,null,null,"23-21 23 23 13 13","Residential Pasta Cookers","23-21 23 23 13 13: Residential Pasta Cookers",null,null,20913,"D30 HVAC","D3050 TERMINAL & PACKAGE UNITS","D305006 PACKAGE UNITS","Packaged A/C, Air Cooled, Elec Heat - 5 ton","D305006: HVAC, TERMINAL & PACKAGE UNITS, PACKAGE UNITS - Packaged A/C, Air Cooled, Elec Heat - 5 ton"]
[null,null,null,null,null,null,null,null,null,null,null,"23-21 23 23 13 15","Residential Food Pressure Cookers","23-21 23 23 13 15: Residential Food Pressure Cookers",null,null,20914,"D30 HVAC","D3050 TERMINAL & PACKAGE UNITS","D305006 PACKAGE UNITS","Packaged A/C, Air Cooled, Elec Heat - 50 ton","D305006: HVAC, TERMINAL & PACKAGE UNITS, PACKAGE UNITS - Packaged A/C, Air Cooled, Elec Heat - 50 ton"]
[null,null,null,null,null,null,null,null,null,null,null,"23-21 23 23 17","Residential Fryers","23-21 23 23 17: Residential Fryers",null,null,21562,"D30 HVAC","D3050 TERMINAL & PACKAGE UNITS","D305006 PACKAGE UNITS","Packaged A/C, Air Cooled, HW Heat","D305006: HVAC, TERMINAL & PACKAGE UNITS, PACKAGE UNITS - Packaged A/C, Air Cooled, HW Heat"]
[null,null,null,null,null,null,null,null,null,null,null,"23-21 23 23 17 11","Residential Deep Fryers","23-21 23 23 17 11: Residential Deep Fryers",null,null,20901,"D30 HVAC","D3050 TERMINAL & PACKAGE UNITS","D305006 PACKAGE UNITS","Packaged A/C, Air Cooled, HW Heat - 10 ton","D305006: HVAC, TERMINAL & PACKAGE UNITS, PACKAGE UNITS - Packaged A/C, Air Cooled, HW Heat - 10 ton"]
[null,null,null,null,null,null,null,null,null,null,null,"23-21 23 23 21","Residential Grills","23-21 23 23 21: Residential Grills",null,null,20897,"D30 HVAC","D3050 TERMINAL & PACKAGE UNITS","D305006 PACKAGE UNITS","Packaged A/C, Air Cooled, HW Heat - 20 ton, VAV","D305006: HVAC, TERMINAL & PACKAGE UNITS, PACKAGE UNITS - Packaged A/C, Air Cooled, HW Heat - 20 ton, VAV"]
[null,null,null,null,null,null,null,null,null,null,null,"23-21 23 23 21 11","Residential Barbecue Grills","23-21 23 23 21 11: Residential Barbecue Grills",null,null,20899,"D30 HVAC","D3050 TERMINAL & PACKAGE UNITS","D305006 PACKAGE UNITS","Packaged A/C, Air Cooled, HW Heat - 30 ton","D305006: HVAC, TERMINAL & PACKAGE UNITS, PACKAGE UNITS - Packaged A/C, Air Cooled, HW Heat - 30 ton"]
[null,null,null,null,null,null,null,null,null,null,null,"23-21 23 23 23","Residential Kettles","23-21 23 23 23: Residential Kettles",null,null,20895,"D30 HVAC","D3050 TERMINAL & PACKAGE UNITS","D305006 PACKAGE UNITS","Packaged A/C, Air Cooled, HW Heat - 40 ton, VAV","D305006: HVAC, TERMINAL & PACKAGE UNITS, PACKAGE UNITS - Packaged A/C, Air Cooled, HW Heat - 40 ton, VAV"]
[null,null,null,null,null,null,null,null,null,null,null,"23-21 23 23 23 11","Residential Poacher Kettles","23-21 23 23 23 11: Residential Poacher Kettles",null,null,20902,"D30 HVAC","D3050 TERMINAL & PACKAGE UNITS","D305006 PACKAGE UNITS","Packaged A/C, Air Cooled, HW Heat - 5 ton","D305006: HVAC, TERMINAL & PACKAGE UNITS, PACKAGE UNITS - Packaged A/C, Air Cooled, HW Heat - 5 ton"]
[null,null,null,null,null,null,null,null,null,null,null,"23-21 23 23 25 11","Residential Stoves","23-21 23 23 25 11: Residential Stoves",null,null,20893,"D30 HVAC","D3050 TERMINAL & PACKAGE UNITS","D305006 PACKAGE UNITS","Packaged A/C, Air Cooled, HW Heat - 60 ton, VAV","D305006: HVAC, TERMINAL & PACKAGE UNITS, PACKAGE UNITS - Packaged A/C, Air Cooled, HW Heat - 60 ton, VAV"]
[null,null,null,null,null,null,null,null,null,null,null,"23-21 23 23 25 15","Residential Convection Ovens","23-21 23 23 25 15: Residential Convection Ovens",null,null,20889,"D30 HVAC","D3050 TERMINAL & PACKAGE UNITS","D305006 PACKAGE UNITS","Packaged A/C, Water Cooled, Elec Heat - 10 ton","D305006: HVAC, TERMINAL & PACKAGE UNITS, PACKAGE UNITS - Packaged A/C, Water Cooled, Elec Heat - 10 ton"]
[null,null,null,null,null,null,null,null,null,null,null,"23-21 23 23 25 21","Residential Microwave Ovens","23-21 23 23 25 21: Residential Microwave Ovens",null,null,20885,"D30 HVAC","D3050 TERMINAL & PACKAGE UNITS","D305006 PACKAGE UNITS","Packaged A/C, Water Cooled, Elec Heat - 20 ton, VAV","D305006: HVAC, TERMINAL & PACKAGE UNITS, PACKAGE UNITS - Packaged A/C, Water Cooled, Elec Heat - 20 ton, VAV"]
[null,null,null,null,null,null,null,null,null,null,null,"23-21 23 23 27","Residential Rotisseries","23-21 23 23 27: Residential Rotisseries",null,null,20887,"D30 HVAC","D3050 TERMINAL & PACKAGE UNITS","D305006 PACKAGE UNITS","Packaged A/C, Water Cooled, Elec Heat - 30 ton","D305006: HVAC, TERMINAL & PACKAGE UNITS, PACKAGE UNITS - Packaged A/C, Water Cooled, Elec Heat - 30 ton"]
[null,null,null,null,null,null,null,null,null,null,null,"23-21 23 23 31","Residential Small Specialized Cooking Equipment","23-21 23 23 31: Residential Small Specialized Cooking Equipment",null,null,20883,"D30 HVAC","D3050 TERMINAL & PACKAGE UNITS","D305006 PACKAGE UNITS","Packaged A/C, Water Cooled, Elec Heat - 40 ton, VAV","D305006: HVAC, TERMINAL & PACKAGE UNITS, PACKAGE UNITS - Packaged A/C, Water Cooled, Elec Heat - 40 ton, VAV"]
[null,null,null,null,null,null,null,null,null,null,null,"23-21 23 25","Residential Dishwashers","23-21 23 25: Residential Dishwashers",null,null,20890,"D30 HVAC","D3050 TERMINAL & PACKAGE UNITS","D305006 PACKAGE UNITS","Packaged A/C, Water Cooled, Elec Heat - 5 ton","D305006: HVAC, TERMINAL & PACKAGE UNITS, PACKAGE UNITS - Packaged A/C, Water Cooled, Elec Heat - 5 ton"]
[null,null,null,null,null,null,null,null,null,null,null,"23-21 23 27","Residential Waste Disposal Units","23-21 23 27: Residential Waste Disposal Units",null,null,20881,"D30 HVAC","D3050 TERMINAL & PACKAGE UNITS","D305006 PACKAGE UNITS","Packaged A/C, Water Cooled, Elec Heat - 60 ton, VAV","D305006: HVAC, TERMINAL & PACKAGE UNITS, PACKAGE UNITS - Packaged A/C, Water Cooled, Elec Heat - 60 ton, VAV"]
[null,null,null,null,null,null,null,null,null,null,null,"23-21 23 27 11","Residential Garbage Disposals","23-21 23 27 11: Residential Garbage Disposals",null,null,21560,"D30 HVAC","D3050 TERMINAL & PACKAGE UNITS","D305006 PACKAGE UNITS","Packaged A/C, Water Cooled, HW Heat","D305006: HVAC, TERMINAL & PACKAGE UNITS, PACKAGE UNITS - Packaged A/C, Water Cooled, HW Heat"]
[null,null,null,null,null,null,null,null,null,null,null,"23-21 23 29","Residential Food and Beverage Dispensing Equipment","23-21 23 29: Residential Food and Beverage Dispensing Equipment",null,null,20876,"D30 HVAC","D3050 TERMINAL & PACKAGE UNITS","D305006 PACKAGE UNITS","Packaged A/C, Water Cooled, HW Heat - 20 ton","D305006: HVAC, TERMINAL & PACKAGE UNITS, PACKAGE UNITS - Packaged A/C, Water Cooled, HW Heat - 20 ton"]
[null,null,null,null,null,null,null,null,null,null,null,"23-21 23 29 11","Residential Cappuccino or Espresso Dispensers","23-21 23 29 11: Residential Cappuccino or Espresso Dispensers",null,null,20873,"D30 HVAC","D3050 TERMINAL & PACKAGE UNITS","D305006 PACKAGE UNITS","Packaged A/C, Water Cooled, HW Heat - 20 ton, VAV","D305006: HVAC, TERMINAL & PACKAGE UNITS, PACKAGE UNITS - Packaged A/C, Water Cooled, HW Heat - 20 ton, VAV"]
[null,null,null,null,null,null,null,null,null,null,null,"23-21 23 31","Residential Water Filter System","23-21 23 31: Residential Water Filter System",null,null,20875,"D30 HVAC","D3050 TERMINAL & PACKAGE UNITS","D305006 PACKAGE UNITS","Packaged A/C, Water Cooled, HW Heat - 40 ton","D305006: HVAC, TERMINAL & PACKAGE UNITS, PACKAGE UNITS - Packaged A/C, Water Cooled, HW Heat - 40 ton"]
[null,null,null,null,null,null,null,null,null,null,null,"23-21 23 33","Residential Refrigerators And Freezers","23-21 23 33: Residential Refrigerators And Freezers",null,null,20871,"D30 HVAC","D3050 TERMINAL & PACKAGE UNITS","D305006 PACKAGE UNITS","Packaged A/C, Water Cooled, HW Heat - 40 ton, VAV","D305006: HVAC, TERMINAL & PACKAGE UNITS, PACKAGE UNITS - Packaged A/C, Water Cooled, HW Heat - 40 ton, VAV"]
[null,null,null,null,null,null,null,null,null,null,null,"23-21 23 33 11 13","Residential Sub Zero Freezers","23-21 23 33 11 13: Residential Sub Zero Freezers",null,null,20870,"D30 HVAC","D3050 TERMINAL & PACKAGE UNITS","D305006 PACKAGE UNITS","Packaged A/C, Water Cooled, HW Heat - 50 ton, VAV","D305006: HVAC, TERMINAL & PACKAGE UNITS, PACKAGE UNITS - Packaged A/C, Water Cooled, HW Heat - 50 ton, VAV"]
[null,null,null,null,null,null,null,null,null,null,null,"23-21 23 33 11 15","Residential Upright Freezers","23-21 23 33 11 15: Residential Upright Freezers",null,null,20869,"D30 HVAC","D3050 TERMINAL & PACKAGE UNITS","D305006 PACKAGE UNITS","Packaged A/C, Water Cooled, HW Heat - 60 ton, VAV","D305006: HVAC, TERMINAL & PACKAGE UNITS, PACKAGE UNITS - Packaged A/C, Water Cooled, HW Heat - 60 ton, VAV"]
[null,null,null,null,null,null,null,null,null,null,null,"23-21 23 33 13 11","Residential Upright Refrigerators","23-21 23 33 13 11: Residential Upright Refrigerators",null,null,20959,"D30 HVAC","D3050 TERMINAL & PACKAGE UNITS","D305006 PACKAGE UNITS","Rooftop Unit - 12-1/2 ton","D305006: HVAC, TERMINAL & PACKAGE UNITS, PACKAGE UNITS - Rooftop Unit - 12-1/2 ton"]
[null,null,null,null,null,null,null,null,null,null,null,"23-21 23 35 11","Residential Cube Ice Makers","23-21 23 35 11: Residential Cube Ice Makers",null,null,20948,"D30 HVAC","D3050 TERMINAL & PACKAGE UNITS","D305006 PACKAGE UNITS","Rooftop Unit - 18 ton, VAV","D305006: HVAC, TERMINAL & PACKAGE UNITS, PACKAGE UNITS - Rooftop Unit - 18 ton, VAV"]
[null,null,null,null,null,null,null,null,null,null,null,"23-21 23 37 11","Residential Food Mixers","23-21 23 37 11: Residential Food Mixers",null,null,20954,"D30 HVAC","D3050 TERMINAL & PACKAGE UNITS","D305006 PACKAGE UNITS","Rooftop Unit - 40 ton","D305006: HVAC, TERMINAL & PACKAGE UNITS, PACKAGE UNITS - Rooftop Unit - 40 ton"]
[null,null,null,null,null,null,null,null,null,null,null,"23-21 23 37 13","Residential Food Peelers","23-21 23 37 13: Residential Food Peelers",null,null,20952,"D30 HVAC","D3050 TERMINAL & PACKAGE UNITS","D305006 PACKAGE UNITS","Rooftop Unit - 40 ton, VAV","D305006: HVAC, TERMINAL & PACKAGE UNITS, PACKAGE UNITS - Rooftop Unit - 40 ton, VAV"]
[null,null,null,null,null,null,null,null,null,null,null,"23-21 23 37 17 11","Residential Electric Food Slicers","23-21 23 37 17 11: Residential Electric Food Slicers",null,null,20957,"D30 HVAC","D3050 TERMINAL & PACKAGE UNITS","D305006 PACKAGE UNITS","Rooftop Unit - 7-1/2 ton","D305006: HVAC, TERMINAL & PACKAGE UNITS, PACKAGE UNITS - Rooftop Unit - 7-1/2 ton"]
[null,null,null,null,null,null,null,null,null,null,null,"23-21 23 37 17 13","Residential Mechanical Food Slicers","23-21 23 37 17 13: Residential Mechanical Food Slicers",null,null,20951,"D30 HVAC","D3050 TERMINAL & PACKAGE UNITS","D305006 PACKAGE UNITS","Rooftop Unit - 80 ton, VAV","D305006: HVAC, TERMINAL & PACKAGE UNITS, PACKAGE UNITS - Rooftop Unit - 80 ton, VAV"]
[null,null,null,null,null,null,null,null,null,null,null,"23-21 23 39 11","Residential Bar Stools","23-21 23 39 11: Residential Bar Stools",null,null,21551,"D30 HVAC","D3050 TERMINAL & PACKAGE UNITS","D305090 OTHER TERMINAL & PACKAGE UNITS","Other","D305090: HVAC, TERMINAL & PACKAGE UNITS, OTHER TERMINAL & PACKAGE UNITS - Other"]
[null,null,null,null,null,null,null,null,null,null,null,"23-21 23 39 13","Residential Kitchen and Dining Room Chairs","23-21 23 39 13: Residential Kitchen and Dining Room Chairs",null,null,43226,"D30 HVAC","D3050 TERMINAL & PACKAGE UNITS","D305090 OTHER TERMINAL & PACKAGE UNITS","Unknown","D305090: HVAC, TERMINAL & PACKAGE UNITS, OTHER TERMINAL & PACKAGE UNITS - Unknown"]
[null,null,null,null,null,null,null,null,null,null,null,"23-21 23 39 17 11","Residential Beverage Bars","23-21 23 39 17 11: Residential Beverage Bars",null,null,43227,"D30 HVAC","D3060 CONTROLS & INSTRUMENTATION","D306001 HVAC CONTROLS","Unknown","D306001: HVAC, CONTROLS & INSTRUMENTATION, HVAC CONTROLS - Unknown"]
[null,null,null,null,null,null,null,null,null,null,null,"23-21 23 39 17 13","Residential Bar Equipment","23-21 23 39 17 13: Residential Bar Equipment",null,null,21627,"D30 HVAC","D3060 CONTROLS & INSTRUMENTATION","D306002 ELECTRONIC CONTROLS","General","D306002: HVAC, CONTROLS & INSTRUMENTATION, ELECTRONIC CONTROLS - General"]
[null,null,null,null,null,null,null,null,null,null,null,"23-21 23 43","Residential Cooking Ventilation Equipment","23-21 23 43: Residential Cooking Ventilation Equipment",null,null,21644,"D30 HVAC","D3060 CONTROLS & INSTRUMENTATION","D306002 ELECTRONIC CONTROLS","Analog inputs, sensors, CFM/transducer","D306002: HVAC, CONTROLS & INSTRUMENTATION, ELECTRONIC CONTROLS - Analog inputs, sensors, CFM/transducer"]
[null,null,null,null,null,null,null,null,null,null,null,"23-21 23 43 11","Residential Range Hoods","23-21 23 43 11: Residential Range Hoods",null,null,21641,"D30 HVAC","D3060 CONTROLS & INSTRUMENTATION","D306002 ELECTRONIC CONTROLS","Analog inputs, sensors, duct humidity, +/- 3%","D306002: HVAC, CONTROLS & INSTRUMENTATION, ELECTRONIC CONTROLS - Analog inputs, sensors, duct humidity, +/- 3%"]
[null,null,null,null,null,null,null,null,null,null,null,"23-21 23 45 11","Residential Clothes Stands","23-21 23 45 11: Residential Clothes Stands",null,null,21650,"D30 HVAC","D3060 CONTROLS & INSTRUMENTATION","D306002 ELECTRONIC CONTROLS","Analog inputs, sensors, KW/transducer","D306002: HVAC, CONTROLS & INSTRUMENTATION, ELECTRONIC CONTROLS - Analog inputs, sensors, KW/transducer"]
[null,null,null,null,null,null,null,null,null,null,null,"23-21 23 49","Residential Ironing and Pressing Machines","23-21 23 49: Residential Ironing and Pressing Machines",null,null,21652,"D30 HVAC","D3060 CONTROLS & INSTRUMENTATION","D306002 ELECTRONIC CONTROLS","Analog inputs, sensors, space static pressure","D306002: HVAC, CONTROLS & INSTRUMENTATION, ELECTRONIC CONTROLS - Analog inputs, sensors, space static pressure"]
[null,null,null,null,null,null,null,null,null,null,null,"23-21 23 51 11","Residential Electric Laundry Dryers","23-21 23 51 11: Residential Electric Laundry Dryers",null,null,21648,"D30 HVAC","D3060 CONTROLS & INSTRUMENTATION","D306002 ELECTRONIC CONTROLS","Analog inputs, sensors, steam flow","D306002: HVAC, CONTROLS & INSTRUMENTATION, ELECTRONIC CONTROLS - Analog inputs, sensors, steam flow"]
[null,null,null,null,null,null,null,null,null,null,null,"23-21 23 51 13","Residential Gas Laundry Dryers","23-21 23 51 13: Residential Gas Laundry Dryers",null,null,21649,"D30 HVAC","D3060 CONTROLS & INSTRUMENTATION","D306002 ELECTRONIC CONTROLS","Analog inputs, sensors, steam pressure","D306002: HVAC, CONTROLS & INSTRUMENTATION, ELECTRONIC CONTROLS - Analog inputs, sensors, steam pressure"]
[null,null,null,null,null,null,null,null,null,null,null,"23-21 23 53 13","Residential Side Loading Laundry Washers","23-21 23 53 13: Residential Side Loading Laundry Washers",null,null,21645,"D30 HVAC","D3060 CONTROLS & INSTRUMENTATION","D306002 ELECTRONIC CONTROLS","Analog inputs, sensors, water temperature","D306002: HVAC, CONTROLS & INSTRUMENTATION, ELECTRONIC CONTROLS - Analog inputs, sensors, water temperature"]
[null,null,null,null,null,null,null,null,null,null,null,"23-21 23 53 15","Residential Top Loading Laundry Washers","23-21 23 53 15: Residential Top Loading Laundry Washers",null,null,21656,"D30 HVAC","D3060 CONTROLS & INSTRUMENTATION","D306002 ELECTRONIC CONTROLS","Analog outputs, electric, excl. control device","D306002: HVAC, CONTROLS & INSTRUMENTATION, ELECTRONIC CONTROLS - Analog outputs, electric, excl. control device"]
[null,null,null,null,null,null,null,null,null,null,null,"23-21 25 11 11 11","Fixed Audience Seating","23-21 25 11 11 11: Fixed Audience Seating",null,null,21655,"D30 HVAC","D3060 CONTROLS & INSTRUMENTATION","D306002 ELECTRONIC CONTROLS","Analog outputs, pneumatic, excl. control device","D306002: HVAC, CONTROLS & INSTRUMENTATION, ELECTRONIC CONTROLS - Analog outputs, pneumatic, excl. control device"]
[null,null,null,null,null,null,null,null,null,null,null,"23-21 25 11 11 13","Portable Audience Seating","23-21 25 11 11 13: Portable Audience Seating",null,null,21667,"D30 HVAC","D3060 CONTROLS & INSTRUMENTATION","D306002 ELECTRONIC CONTROLS","Controller MUX panel, 128 point, incl. function boards","D306002: HVAC, CONTROLS & INSTRUMENTATION, ELECTRONIC CONTROLS - Controller MUX panel, 128 point, incl. function boards"]
[null,null,null,null,null,null,null,null,null,null,null,"23-21 25 11 11 13 15","Stacking Audience Chairs","23-21 25 11 11 13 15: Stacking Audience Chairs",null,null,21669,"D30 HVAC","D3060 CONTROLS & INSTRUMENTATION","D306002 ELECTRONIC CONTROLS","D.D.C controller, mechanical room, 32 point","D306002: HVAC, CONTROLS & INSTRUMENTATION, ELECTRONIC CONTROLS - D.D.C controller, mechanical room, 32 point"]
[null,null,null,null,null,null,null,null,null,null,null,"23-21 25 11 13","Classroom Furniture","23-21 25 11 13: Classroom Furniture",null,null,21670,"D30 HVAC","D3060 CONTROLS & INSTRUMENTATION","D306002 ELECTRONIC CONTROLS","D.D.C controller, space, V.A.V terminal box, incl","D306002: HVAC, CONTROLS & INSTRUMENTATION, ELECTRONIC CONTROLS - D.D.C controller, space, V.A.V terminal box, incl"]
[null,null,null,null,null,null,null,null,null,null,null,"23-21 25 11 13 15","Modular Desks","23-21 25 11 13 15: Modular Desks",null,null,21662,"D30 HVAC","D3060 CONTROLS & INSTRUMENTATION","D306002 ELECTRONIC CONTROLS","Digital inputs, Status (alarms), duct high temperature","D306002: HVAC, CONTROLS & INSTRUMENTATION, ELECTRONIC CONTROLS - Digital inputs, Status (alarms), duct high temperature"]
[null,null,null,null,null,null,null,null,null,null,null,"23-21 25 11 15","Multiple Use Fixed Seating","23-21 25 11 15: Multiple Use Fixed Seating",null,null,21663,"D30 HVAC","D3060 CONTROLS & INSTRUMENTATION","D306002 ELECTRONIC CONTROLS","Digital inputs, Status (alarms), duct smoke detector","D306002: HVAC, CONTROLS & INSTRUMENTATION, ELECTRONIC CONTROLS - Digital inputs, Status (alarms), duct smoke detector"]
[null,null,null,null,null,null,null,null,null,null,null,"23-21 25 11 17 13","Risers","23-21 25 11 17 13: Risers",null,null,21665,"D30 HVAC","D3060 CONTROLS & INSTRUMENTATION","D306002 ELECTRONIC CONTROLS","Digital output, Status (alarms), on/off","D306002: HVAC, CONTROLS & INSTRUMENTATION, ELECTRONIC CONTROLS - Digital output, Status (alarms), on/off"]
[null,null,null,null,null,null,null,null,null,null,null,"23-21 25 11 19","Language Laboratory Equipment","23-21 25 11 19: Language Laboratory Equipment",null,null,21664,"D30 HVAC","D3060 CONTROLS & INSTRUMENTATION","D306002 ELECTRONIC CONTROLS","Digital output, Status (alarms), start/stop","D306002: HVAC, CONTROLS & INSTRUMENTATION, ELECTRONIC CONTROLS - Digital output, Status (alarms), start/stop"]
[null,null,null,null,null,null,null,null,null,null,null,"23-21 25 13 13","Rigging Systems and Controls","23-21 25 13 13: Rigging Systems and Controls",null,null,43229,"D30 HVAC","D3060 CONTROLS & INSTRUMENTATION","D306003 PNEUMATIC CONTROLS","Unknown","D306003: HVAC, CONTROLS & INSTRUMENTATION, PNEUMATIC CONTROLS - Unknown"]
[null,null,null,null,null,null,null,null,null,null,null,"23-21 25 13 17","Suspension Systems","23-21 25 13 17: Suspension Systems",null,null,21684,"D30 HVAC","D3060 CONTROLS & INSTRUMENTATION","D306003 PNEUMATIC CONTROLS","Boiler room combustion air, damper to 5 SF, controls","D306003: HVAC, CONTROLS & INSTRUMENTATION, PNEUMATIC CONTROLS - Boiler room combustion air, damper to 5 SF, controls"]
[null,null,null,null,null,null,null,null,null,null,null,"23-21 25 15 11","Planetarium Projectors","23-21 25 15 11: Planetarium Projectors",null,null,21683,"D30 HVAC","D3060 CONTROLS & INSTRUMENTATION","D306003 PNEUMATIC CONTROLS","Compensated hot water from valve control, readout & reset at panel","D306003: HVAC, CONTROLS & INSTRUMENTATION, PNEUMATIC CONTROLS - Compensated hot water from valve control, readout & reset at panel"]
[null,null,null,null,null,null,null,null,null,null,null,"23-21 25 15 13","Planetarium Seating","23-21 25 15 13: Planetarium Seating",null,null,21685,"D30 HVAC","D3060 CONTROLS & INSTRUMENTATION","D306003 PNEUMATIC CONTROLS","Fan coil, heating & cooling valves, 4 pipe control system","D306003: HVAC, CONTROLS & INSTRUMENTATION, PNEUMATIC CONTROLS - Fan coil, heating & cooling valves, 4 pipe control system"]
[null,null,null,null,null,null,null,null,null,null,null,"23-21 25 19","Ecclesiastical Equipment and Furnishings","23-21 25 19: Ecclesiastical Equipment and Furnishings",null,null,21679,"D30 HVAC","D3060 CONTROLS & INSTRUMENTATION","D306003 PNEUMATIC CONTROLS","Heating & ventilating, split system, cooling tower, fan cycle","D306003: HVAC, CONTROLS & INSTRUMENTATION, PNEUMATIC CONTROLS - Heating & ventilating, split system, cooling tower, fan cycle"]
[null,null,null,null,null,null,null,null,null,null,null,"23-21 25 19 11","Religious Seating","23-21 25 19 11: Religious Seating",null,null,21677,"D30 HVAC","D3060 CONTROLS & INSTRUMENTATION","D306003 PNEUMATIC CONTROLS","Heating & ventilating, split system, heating coil, hot water, 3 way valve","D306003: HVAC, CONTROLS & INSTRUMENTATION, PNEUMATIC CONTROLS - Heating & ventilating, split system, heating coil, hot water, 3 way valve"]
[null,null,null,null,null,null,null,null,null,null,null,"23-21 25 19 13","Chancel Furnishings","23-21 25 19 13: Chancel Furnishings",null,null,21676,"D30 HVAC","D3060 CONTROLS & INSTRUMENTATION","D306003 PNEUMATIC CONTROLS","Heating & ventilating, split system, mixed air control, enthalpy cycle, pan","D306003: HVAC, CONTROLS & INSTRUMENTATION, PNEUMATIC CONTROLS - Heating & ventilating, split system, mixed air control, enthalpy cycle, pan"]
[null,null,null,null,null,null,null,null,null,null,null,"23-21 25 19 13 11","Lecterns","23-21 25 19 13 11: Lecterns",null,null,21687,"D30 HVAC","D3060 CONTROLS & INSTRUMENTATION","D306003 PNEUMATIC CONTROLS","Multizone control (1 per zone)","D306003: HVAC, CONTROLS & INSTRUMENTATION, PNEUMATIC CONTROLS - Multizone control (1 per zone)"]
[null,null,null,null,null,null,null,null,null,null,null,"23-21 25 19 13 17","Altars","23-21 25 19 13 17: Altars",null,null,21690,"D30 HVAC","D3060 CONTROLS & INSTRUMENTATION","D306003 PNEUMATIC CONTROLS","Pump control system","D306003: HVAC, CONTROLS & INSTRUMENTATION, PNEUMATIC CONTROLS - Pump control system"]
[null,null,null,null,null,null,null,null,null,null,null,"23-21 25 19 15","Baptisteries","23-21 25 19 15: Baptisteries",null,null,21691,"D30 HVAC","D3060 CONTROLS & INSTRUMENTATION","D306003 PNEUMATIC CONTROLS","Reheat coil control system, excl. coil","D306003: HVAC, CONTROLS & INSTRUMENTATION, PNEUMATIC CONTROLS - Reheat coil control system, excl. coil"]
[null,null,null,null,null,null,null,null,null,null,null,"23-21 25 19 19 11","Organs","23-21 25 19 19 11: Organs",null,null,21699,"D30 HVAC","D3060 CONTROLS & INSTRUMENTATION","D306003 PNEUMATIC CONTROLS","VAV boxes","D306003: HVAC, CONTROLS & INSTRUMENTATION, PNEUMATIC CONTROLS - VAV boxes"]
[null,null,null,null,null,null,null,null,null,null,null,"23-21 25 19 19 13","Organ Cases","23-21 25 19 19 13: Organ Cases",null,null,21568,"D30 HVAC","D3060 CONTROLS & INSTRUMENTATION","D306004 INSTRUMENT AIR COMPRESSORS","General","D306004: HVAC, CONTROLS & INSTRUMENTATION, INSTRUMENT AIR COMPRESSORS - General"]
[null,null,null,null,null,null,null,null,null,null,null,"23-21 25 19 19 19","Carillons","23-21 25 19 19 19: Carillons",null,null,41231,"D30 HVAC","D3060 CONTROLS & INSTRUMENTATION","D306005 GAS PURGING SYSTEMS","General","D306005: HVAC, CONTROLS & INSTRUMENTATION, GAS PURGING SYSTEMS - General"]
[null,null,null,null,null,null,null,null,null,null,null,"23-21 25 19 21","Synagogue Furniture","23-21 25 19 21: Synagogue Furniture",null,null,42231,"D30 HVAC","D3060 CONTROLS & INSTRUMENTATION","D306005 GAS PURGING SYSTEMS","Other","D306005: HVAC, CONTROLS & INSTRUMENTATION, GAS PURGING SYSTEMS - Other"]
[null,null,null,null,null,null,null,null,null,null,null,"23-21 25 19 25","Temple Furniture","23-21 25 19 25: Temple Furniture",null,null,41232,"D30 HVAC","D3060 CONTROLS & INSTRUMENTATION","D306090 OTHER CONTROLS INSTRUMENTATION","General","D306090: HVAC, CONTROLS & INSTRUMENTATION, OTHER CONTROLS INSTRUMENTATION - General"]
[null,null,null,null,null,null,null,null,null,null,null,"23-21 25 21 11 11","Library Shelving","23-21 25 21 11 11: Library Shelving",null,null,41233,"D30 HVAC","D3070 SYSTEMS TESTING & BALANCING","D307001 WATER SIDE TESTING & BALANCING - HEATING & COOLING","General","D307001: HVAC, SYSTEMS TESTING & BALANCING, WATER SIDE TESTING & BALANCING - HEATING & COOLING - General"]
[null,null,null,null,null,null,null,null,null,null,null,"23-21 25 21 17","Library Furniture","23-21 25 21 17: Library Furniture",null,null,41234,"D30 HVAC","D3070 SYSTEMS TESTING & BALANCING","D307002 AIR SIDE TESTING & BALANCING - HEATING, COOLING & EXHAUST ","General","D307002: HVAC, SYSTEMS TESTING & BALANCING, AIR SIDE TESTING & BALANCING - HEATING, COOLING & EXHAUST  - General"]
[null,null,null,null,null,null,null,null,null,null,null,"23-21 25 21 17 11","Library Filing Furniture","23-21 25 21 17 11: Library Filing Furniture",null,null,42234,"D30 HVAC","D3070 SYSTEMS TESTING & BALANCING","D307002 AIR SIDE TESTING & BALANCING - HEATING, COOLING & EXHAUST ","Other","D307002: HVAC, SYSTEMS TESTING & BALANCING, AIR SIDE TESTING & BALANCING - HEATING, COOLING & EXHAUST  - Other"]
[null,null,null,null,null,null,null,null,null,null,null,"23-21 25 23","Exhibition Equipment and Furnishings","23-21 25 23: Exhibition Equipment and Furnishings",null,null,42235,"D30 HVAC","D3070 SYSTEMS TESTING & BALANCING","D307003 HVAC COMMISSIONING","Other","D307003: HVAC, SYSTEMS TESTING & BALANCING, HVAC COMMISSIONING - Other"]
[null,null,null,null,null,null,null,null,null,null,null,"23-21 25 23 11","Display Furniture","23-21 25 23 11: Display Furniture",null,null,43235,"D30 HVAC","D3070 SYSTEMS TESTING & BALANCING","D307003 HVAC COMMISSIONING","Unknown","D307003: HVAC, SYSTEMS TESTING & BALANCING, HVAC COMMISSIONING - Unknown"]
[null,null,null,null,null,null,null,null,null,null,null,"23-21 25 23 11 15","Display Carousels","23-21 25 23 11 15: Display Carousels",null,null,43236,"D30 HVAC","D3070 SYSTEMS TESTING & BALANCING","D307090 OTHER SYSTEMS TESTING & BALANCING","Unknown","D307090: HVAC, SYSTEMS TESTING & BALANCING, OTHER SYSTEMS TESTING & BALANCING - Unknown"]
[null,null,null,null,null,null,null,null,null,null,null,"23-21 25 23 13","Gallery Hanging Systems","23-21 25 23 13: Gallery Hanging Systems",null,null,41237,"D30 HVAC","D3090 OTHER HVAC SYSTEMS AND EQUIPMENT","D309001 GENERAL CONSTRUCTION ITEMS","General","D309001: HVAC, OTHER HVAC SYSTEMS AND EQUIPMENT, GENERAL CONSTRUCTION ITEMS - General"]
[null,null,null,null,null,null,null,null,null,null,null,"23-21 25 23 19","Exhibition Stands","23-21 25 23 19: Exhibition Stands",null,null,41238,"D30 HVAC","D3090 OTHER HVAC SYSTEMS AND EQUIPMENT","D309002 REFRIGERATION SYSTEMS","General","D309002: HVAC, OTHER HVAC SYSTEMS AND EQUIPMENT, REFRIGERATION SYSTEMS - General"]
[null,null,null,null,null,null,null,null,null,null,null,"23-21 25 23 21","Shell Schemes","23-21 25 23 21: Shell Schemes",null,null,42238,"D30 HVAC","D3090 OTHER HVAC SYSTEMS AND EQUIPMENT","D309002 REFRIGERATION SYSTEMS","Other","D309002: HVAC, OTHER HVAC SYSTEMS AND EQUIPMENT, REFRIGERATION SYSTEMS - Other"]
[null,null,null,null,null,null,null,null,null,null,null,"23-21 27 11 11","Infant Cradles","23-21 27 11 11: Infant Cradles",null,null,21571,"D30 HVAC","D3090 OTHER HVAC SYSTEMS AND EQUIPMENT","D309090 OTHER SPECIAL MECHANICAL SYSTEMS","Other","D309090: HVAC, OTHER HVAC SYSTEMS AND EQUIPMENT, OTHER SPECIAL MECHANICAL SYSTEMS - Other"]
[null,null,null,null,null,null,null,null,null,null,null,"23-21 27 11 13","Bassinets","23-21 27 11 13: Bassinets",null,null,43239,"D30 HVAC","D3090 OTHER HVAC SYSTEMS AND EQUIPMENT","D309090 OTHER SPECIAL MECHANICAL SYSTEMS","Unknown","D309090: HVAC, OTHER HVAC SYSTEMS AND EQUIPMENT, OTHER SPECIAL MECHANICAL SYSTEMS - Unknown"]
[null,null,null,null,null,null,null,null,null,null,null,"23-21 27 11 19","Children Beds","23-21 27 11 19: Children Beds",null,null,41240,"D40 FIRE PROTECTION","D4010 FIRE ALARM AND DETECTION SYSTEMS","D401001 FIRE ALARM DISTRIBUTION","General","D401001: FIRE PROTECTION, FIRE ALARM AND DETECTION SYSTEMS, FIRE ALARM DISTRIBUTION - General"]
[null,null,null,null,null,null,null,null,null,null,null,"23-21 27 13 13","Children Cots","23-21 27 13 13: Children Cots",null,null,44102,"D40 FIRE PROTECTION","D4010 FIRE ALARM AND DETECTION SYSTEMS","D401001 FIRE ALARM DISTRIBUTION","Control equipment - combination fire alarm and mass notification , addressable","D401001: FIRE PROTECTION, FIRE ALARM AND DETECTION SYSTEMS, FIRE ALARM DISTRIBUTION - Control equipment - combination fire alarm and mass notification , addressable"]
[null,null,null,null,null,null,null,null,null,null,null,"23-21 27 15","Child Playpens","23-21 27 15: Child Playpens",null,null,44101,"D40 FIRE PROTECTION","D4010 FIRE ALARM AND DETECTION SYSTEMS","D401001 FIRE ALARM DISTRIBUTION","Control equipment - mass notification , addressable","D401001: FIRE PROTECTION, FIRE ALARM AND DETECTION SYSTEMS, FIRE ALARM DISTRIBUTION - Control equipment - mass notification , addressable"]
[null,null,null,null,null,null,null,null,null,null,null,"23-21 27 17","Child Benches","23-21 27 17: Child Benches",null,null,40247,"D40 FIRE PROTECTION","D4010 FIRE ALARM AND DETECTION SYSTEMS","D401001 FIRE ALARM DISTRIBUTION","Fire Alarm Control Panel - non addressable","D401001: FIRE PROTECTION, FIRE ALARM AND DETECTION SYSTEMS, FIRE ALARM DISTRIBUTION - Fire Alarm Control Panel - non addressable"]
[null,null,null,null,null,null,null,null,null,null,null,"23-21 27 19","Child Bathtub","23-21 27 19: Child Bathtub",null,null,21283,"D40 FIRE PROTECTION","D4010 FIRE ALARM AND DETECTION SYSTEMS","D401001 FIRE ALARM DISTRIBUTION","Fire detection systems,  12 detectors","D401001: FIRE PROTECTION, FIRE ALARM AND DETECTION SYSTEMS, FIRE ALARM DISTRIBUTION - Fire detection systems,  12 detectors"]
[null,null,null,null,null,null,null,null,null,null,null,"23-21 27 19 11","Infant Bathtubs","23-21 27 19 11: Infant Bathtubs",null,null,21282,"D40 FIRE PROTECTION","D4010 FIRE ALARM AND DETECTION SYSTEMS","D401001 FIRE ALARM DISTRIBUTION","Fire detection systems,  25 detectors","D401001: FIRE PROTECTION, FIRE ALARM AND DETECTION SYSTEMS, FIRE ALARM DISTRIBUTION - Fire detection systems,  25 detectors"]
[null,null,null,null,null,null,null,null,null,null,null,"23-21 27 21","Child Chairs","23-21 27 21: Child Chairs",null,null,40237,"D40 FIRE PROTECTION","D4010 FIRE ALARM AND DETECTION SYSTEMS","D401002 FIRE ALARM DEVICES","General","D401002: FIRE PROTECTION, FIRE ALARM AND DETECTION SYSTEMS, FIRE ALARM DEVICES - General"]
[null,null,null,null,null,null,null,null,null,null,null,"23-21 27 21 11","Child High Chairs","23-21 27 21 11: Child High Chairs",null,null,42241,"D40 FIRE PROTECTION","D4010 FIRE ALARM AND DETECTION SYSTEMS","D401002 FIRE ALARM DEVICES","Other","D401002: FIRE PROTECTION, FIRE ALARM AND DETECTION SYSTEMS, FIRE ALARM DEVICES - Other"]
[null,null,null,null,null,null,null,null,null,null,null,"23-21 27 25","Child Indoor Swings","23-21 27 25: Child Indoor Swings",null,null,40252,"D40 FIRE PROTECTION","D4010 FIRE ALARM AND DETECTION SYSTEMS","D401002 FIRE ALARM DEVICES","Battery standby power 10\" x 10\" x 17\"","D401002: FIRE PROTECTION, FIRE ALARM AND DETECTION SYSTEMS, FIRE ALARM DEVICES - Battery standby power 10\" x 10\" x 17\""]
[null,null,null,null,null,null,null,null,null,null,null,"23-21 27 25 11","Infant Swings","23-21 27 25 11: Infant Swings",null,null,40253,"D40 FIRE PROTECTION","D4010 FIRE ALARM AND DETECTION SYSTEMS","D401002 FIRE ALARM DEVICES","Bell signalling device","D401002: FIRE PROTECTION, FIRE ALARM AND DETECTION SYSTEMS, FIRE ALARM DEVICES - Bell signalling device"]
[null,null,null,null,null,null,null,null,null,null,null,"23-21 27 29","Child Strollers","23-21 27 29: Child Strollers",null,null,40239,"D40 FIRE PROTECTION","D4010 FIRE ALARM AND DETECTION SYSTEMS","D401002 FIRE ALARM DEVICES","Detectors with brackets, rate of temperature rise detector","D401002: FIRE PROTECTION, FIRE ALARM AND DETECTION SYSTEMS, FIRE ALARM DEVICES - Detectors with brackets, rate of temperature rise detector"]
[null,null,null,null,null,null,null,null,null,null,null,"23-21 27 29 11","Child Carriage Strollers","23-21 27 29 11: Child Carriage Strollers",null,null,40250,"D40 FIRE PROTECTION","D4010 FIRE ALARM AND DETECTION SYSTEMS","D401002 FIRE ALARM DEVICES","Electric mechanical release","D401002: FIRE PROTECTION, FIRE ALARM AND DETECTION SYSTEMS, FIRE ALARM DEVICES - Electric mechanical release"]
[null,null,null,null,null,null,null,null,null,null,null,"23-21 27 29 17","Child Buggies","23-21 27 29 17: Child Buggies",null,null,44034,"D40 FIRE PROTECTION","D4010 FIRE ALARM AND DETECTION SYSTEMS","D401002 FIRE ALARM DEVICES","Strobe/Annunciator Combo","D401002: FIRE PROTECTION, FIRE ALARM AND DETECTION SYSTEMS, FIRE ALARM DEVICES - Strobe/Annunciator Combo"]
[null,null,null,null,null,null,null,null,null,null,null,"23-21 27 31","Child Tables","23-21 27 31: Child Tables",null,null,41242,"D40 FIRE PROTECTION","D4020 FIRE SUPP WATER SUPPLY / EQUIP","D402001 FIRE PROTECTION WATER PIPING AND EQUIPMENT","General","D402001: FIRE PROTECTION, FIRE SUPP WATER SUPPLY / EQUIP, FIRE PROTECTION WATER PIPING AND EQUIPMENT - General"]
[null,null,null,null,null,null,null,null,null,null,null,"23-21 27 33 11","Child File Cabinets","23-21 27 33 11: Child File Cabinets",null,null,40286,"D40 FIRE PROTECTION","D4020 FIRE SUPP WATER SUPPLY / EQUIP","D402001 FIRE PROTECTION WATER PIPING AND EQUIPMENT","Air Compressor","D402001: FIRE PROTECTION, FIRE SUPP WATER SUPPLY / EQUIP, FIRE PROTECTION WATER PIPING AND EQUIPMENT - Air Compressor"]
[null,null,null,null,null,null,null,null,null,null,null,"23-21 27 33 15","Child Shelves","23-21 27 33 15: Child Shelves",null,null,21585,"D40 FIRE PROTECTION","D4020 FIRE SUPP WATER SUPPLY / EQUIP","D402001 FIRE PROTECTION WATER PIPING AND EQUIPMENT","Backflow Preventer","D402001: FIRE PROTECTION, FIRE SUPP WATER SUPPLY / EQUIP, FIRE PROTECTION WATER PIPING AND EQUIPMENT - Backflow Preventer"]
[null,null,null,null,null,null,null,null,null,null,null,"23-21 27 33 21","Child Cubbies","23-21 27 33 21: Child Cubbies",null,null,21007,"D40 FIRE PROTECTION","D4020 FIRE SUPP WATER SUPPLY / EQUIP","D402001 FIRE PROTECTION WATER PIPING AND EQUIPMENT","Backflow Preventer - 2\"","D402001: FIRE PROTECTION, FIRE SUPP WATER SUPPLY / EQUIP, FIRE PROTECTION WATER PIPING AND EQUIPMENT - Backflow Preventer - 2\""]
[null,null,null,null,null,null,null,null,null,null,null,"23-21 27 35","Child Dressers","23-21 27 35: Child Dressers",null,null,21010,"D40 FIRE PROTECTION","D4020 FIRE SUPP WATER SUPPLY / EQUIP","D402001 FIRE PROTECTION WATER PIPING AND EQUIPMENT","Backflow Preventer - 3\"","D402001: FIRE PROTECTION, FIRE SUPP WATER SUPPLY / EQUIP, FIRE PROTECTION WATER PIPING AND EQUIPMENT - Backflow Preventer - 3\""]
[null,null,null,null,null,null,null,null,null,null,null,"23-21 29 13","Athletic Surfacing","23-21 29 13: Athletic Surfacing",null,null,21005,"D40 FIRE PROTECTION","D4020 FIRE SUPP WATER SUPPLY / EQUIP","D402001 FIRE PROTECTION WATER PIPING AND EQUIPMENT","Backflow Preventer - 8\"","D402001: FIRE PROTECTION, FIRE SUPP WATER SUPPLY / EQUIP, FIRE PROTECTION WATER PIPING AND EQUIPMENT - Backflow Preventer - 8\""]
[null,null,null,null,null,null,null,null,null,null,null,"23-21 29 13 11","Baseball Field Surfacing","23-21 29 13 11: Baseball Field Surfacing",null,null,44103,"D40 FIRE PROTECTION","D4020 FIRE SUPP WATER SUPPLY / EQUIP","D402001 FIRE PROTECTION WATER PIPING AND EQUIPMENT","Underground non-potable distribution main - fire service approved pipe","D402001: FIRE PROTECTION, FIRE SUPP WATER SUPPLY / EQUIP, FIRE PROTECTION WATER PIPING AND EQUIPMENT - Underground non-potable distribution main - fire service approved pipe"]
[null,null,null,null,null,null,null,null,null,null,null,"23-21 29 13 17","Synthetic Grass Surfacing","23-21 29 13 17: Synthetic Grass Surfacing",null,null,43243,"D40 FIRE PROTECTION","D4020 FIRE SUPP WATER SUPPLY / EQUIP","D402002 FIRE PUMP","Unknown","D402002: FIRE PROTECTION, FIRE SUPP WATER SUPPLY / EQUIP, FIRE PUMP - Unknown"]
[null,null,null,null,null,null,null,null,null,null,null,"23-21 29 13 19","Synthetic Running Track Surfacing","23-21 29 13 19: Synthetic Running Track Surfacing",null,null,44107,"D40 FIRE PROTECTION","D4020 FIRE SUPP WATER SUPPLY / EQUIP","D402002 FIRE PUMP","100 to 499 GPM includes controller and relief devices","D402002: FIRE PROTECTION, FIRE SUPP WATER SUPPLY / EQUIP, FIRE PUMP - 100 to 499 GPM includes controller and relief devices"]
[null,null,null,null,null,null,null,null,null,null,null,"23-21 29 15 11","Bowling Alley Equipment","23-21 29 15 11: Bowling Alley Equipment",null,null,44111,"D40 FIRE PROTECTION","D4020 FIRE SUPP WATER SUPPLY / EQUIP","D402002 FIRE PUMP","2000 to 2499 GPM  includes controller and relief devices","D402002: FIRE PROTECTION, FIRE SUPP WATER SUPPLY / EQUIP, FIRE PUMP - 2000 to 2499 GPM  includes controller and relief devices"]
[null,null,null,null,null,null,null,null,null,null,null,"23-21 29 15 13","Goalposts","23-21 29 15 13: Goalposts",null,null,44112,"D40 FIRE PROTECTION","D4020 FIRE SUPP WATER SUPPLY / EQUIP","D402002 FIRE PUMP","2500 to 2999 GPM  includes controller and relief devices","D402002: FIRE PROTECTION, FIRE SUPP WATER SUPPLY / EQUIP, FIRE PUMP - 2500 to 2999 GPM  includes controller and relief devices"]
[null,null,null,null,null,null,null,null,null,null,null,"23-21 29 15 19","Scoreboards","23-21 29 15 19: Scoreboards",null,null,21012,"D40 FIRE PROTECTION","D4020 FIRE SUPP WATER SUPPLY / EQUIP","D402002 FIRE PUMP","5\" pump, 100 HP, 1000 GPM","D402002: FIRE PROTECTION, FIRE SUPP WATER SUPPLY / EQUIP, FIRE PUMP - 5\" pump, 100 HP, 1000 GPM"]
[null,null,null,null,null,null,null,null,null,null,null,"23-21 29 15 21","Time Clocks","23-21 29 15 21: Time Clocks",null,null,21011,"D40 FIRE PROTECTION","D4020 FIRE SUPP WATER SUPPLY / EQUIP","D402002 FIRE PUMP","5\" pump, 40 HP, 1000 GPM","D402002: FIRE PROTECTION, FIRE SUPP WATER SUPPLY / EQUIP, FIRE PUMP - 5\" pump, 40 HP, 1000 GPM"]
[null,null,null,null,null,null,null,null,null,null,null,"23-21 29 15 25 11","Climbing Walls","23-21 29 15 25 11: Climbing Walls",null,null,44104,"D40 FIRE PROTECTION","D4020 FIRE SUPP WATER SUPPLY / EQUIP","D402002 FIRE PUMP","Jockey Pump includes controller and disconnects","D402002: FIRE PROTECTION, FIRE SUPP WATER SUPPLY / EQUIP, FIRE PUMP - Jockey Pump includes controller and disconnects"]
[null,null,null,null,null,null,null,null,null,null,null,"23-21 29 15 25 13","Climbing Ropes","23-21 29 15 25 13: Climbing Ropes",null,null,44105,"D40 FIRE PROTECTION","D4020 FIRE SUPP WATER SUPPLY / EQUIP","D402002 FIRE PUMP","Test header, flow meters, recirculation system","D402002: FIRE PROTECTION, FIRE SUPP WATER SUPPLY / EQUIP, FIRE PUMP - Test header, flow meters, recirculation system"]
[null,null,null,null,null,null,null,null,null,null,null,"23-21 29 15 33","Referee Platforms","23-21 29 15 33: Referee Platforms",null,null,44114,"D40 FIRE PROTECTION","D4030 STANDPIPE SYSTEMS","D403001 STANDPIPE EQUIPMENT & PIPING","Class I Riser ","D403001: FIRE PROTECTION, STANDPIPE SYSTEMS, STANDPIPE EQUIPMENT & PIPING - Class I Riser "]
[null,null,null,null,null,null,null,null,null,null,null,"23-21 29 15 35","Athletic Equipment Storage Racks","23-21 29 15 35: Athletic Equipment Storage Racks",null,null,44115,"D40 FIRE PROTECTION","D4030 STANDPIPE SYSTEMS","D403001 STANDPIPE EQUIPMENT & PIPING","Class II Riser","D403001: FIRE PROTECTION, STANDPIPE SYSTEMS, STANDPIPE EQUIPMENT & PIPING - Class II Riser"]
[null,null,null,null,null,null,null,null,null,null,null,"23-21 29 17 13","Climbing Walls","23-21 29 17 13: Climbing Walls",null,null,40234,"D40 FIRE PROTECTION","D4030 STANDPIPE SYSTEMS","D403001 STANDPIPE EQUIPMENT & PIPING","Fire Hose Equipment - Fire pump, diesel, with controller, 10\" pump, 300 HP, 3500 GPM, 100 psi","D403001: FIRE PROTECTION, STANDPIPE SYSTEMS, STANDPIPE EQUIPMENT & PIPING - Fire Hose Equipment - Fire pump, diesel, with controller, 10\" pump, 300 HP, 3500 GPM, 100 psi"]
[null,null,null,null,null,null,null,null,null,null,null,"23-21 29 17 13 11","Harness Equipment","23-21 29 17 13 11: Harness Equipment",null,null,40233,"D40 FIRE PROTECTION","D4030 STANDPIPE SYSTEMS","D403001 STANDPIPE EQUIPMENT & PIPING","Fire Hose Equipment - Fire pump, diesel, with controller, 6\" pump, 140 HP, 1500 GPM, 100 psi","D403001: FIRE PROTECTION, STANDPIPE SYSTEMS, STANDPIPE EQUIPMENT & PIPING - Fire Hose Equipment - Fire pump, diesel, with controller, 6\" pump, 140 HP, 1500 GPM, 100 psi"]
[null,null,null,null,null,null,null,null,null,null,null,"23-21 29 17 19","Rope Climbing Equipment","23-21 29 17 19: Rope Climbing Equipment",null,null,40236,"D40 FIRE PROTECTION","D4030 STANDPIPE SYSTEMS","D403001 STANDPIPE EQUIPMENT & PIPING","Fire Hose Equipment - Fire pump, electric, with controller, 10\" pump, 300 HP, 3500 GPM, 1770 RPM","D403001: FIRE PROTECTION, STANDPIPE SYSTEMS, STANDPIPE EQUIPMENT & PIPING - Fire Hose Equipment - Fire pump, electric, with controller, 10\" pump, 300 HP, 3500 GPM, 1770 RPM"]
[null,null,null,null,null,null,null,null,null,null,null,"23-21 29 17 21","Sand Tables","23-21 29 17 21: Sand Tables",null,null,40229,"D40 FIRE PROTECTION","D4030 STANDPIPE SYSTEMS","D403001 STANDPIPE EQUIPMENT & PIPING","Fire Hose Equipment - Fire pump, electric, with controller, 4\" pump, 30 HP, 500 GPM","D403001: FIRE PROTECTION, STANDPIPE SYSTEMS, STANDPIPE EQUIPMENT & PIPING - Fire Hose Equipment - Fire pump, electric, with controller, 4\" pump, 30 HP, 500 GPM"]
[null,null,null,null,null,null,null,null,null,null,null,"23-21 29 17 27","See Saws","23-21 29 17 27: See Saws",null,null,40235,"D40 FIRE PROTECTION","D4030 STANDPIPE SYSTEMS","D403001 STANDPIPE EQUIPMENT & PIPING","Fire Hose Equipment - Fire pump, electric, with controller, 6\" pump, 139 HP, 1500 GPM, 1770 RPM","D403001: FIRE PROTECTION, STANDPIPE SYSTEMS, STANDPIPE EQUIPMENT & PIPING - Fire Hose Equipment - Fire pump, electric, with controller, 6\" pump, 139 HP, 1500 GPM, 1770 RPM"]
[null,null,null,null,null,null,null,null,null,null,null,"23-21 29 17 27 11","Spring, Rocking Equipment","23-21 29 17 27 11: Spring, Rocking Equipment",null,null,21582,"D40 FIRE PROTECTION","D4030 STANDPIPE SYSTEMS","D403001 STANDPIPE EQUIPMENT & PIPING","Riser","D403001: FIRE PROTECTION, STANDPIPE SYSTEMS, STANDPIPE EQUIPMENT & PIPING - Riser"]
[null,null,null,null,null,null,null,null,null,null,null,"23-21 29 17 31 11","Harness Swings","23-21 29 17 31 11: Harness Swings",null,null,21001,"D40 FIRE PROTECTION","D4030 STANDPIPE SYSTEMS","D403001 STANDPIPE EQUIPMENT & PIPING","Riser - 4\" diam","D403001: FIRE PROTECTION, STANDPIPE SYSTEMS, STANDPIPE EQUIPMENT & PIPING - Riser - 4\" diam"]
[null,null,null,null,null,null,null,null,null,null,null,"23-21 29 17 31 13","Rope Swings","23-21 29 17 31 13: Rope Swings",null,null,21002,"D40 FIRE PROTECTION","D4030 STANDPIPE SYSTEMS","D403001 STANDPIPE EQUIPMENT & PIPING","Riser - 6\" diam","D403001: FIRE PROTECTION, STANDPIPE SYSTEMS, STANDPIPE EQUIPMENT & PIPING - Riser - 6\" diam"]
[null,null,null,null,null,null,null,null,null,null,null,"23-21 29 17 33","Playground Tunnel","23-21 29 17 33: Playground Tunnel",null,null,42245,"D40 FIRE PROTECTION","D4040 SPRINKLERS","D404001 SPRINKLERS AND RELEASING DEVICES","Other","D404001: FIRE PROTECTION, SPRINKLERS, SPRINKLERS AND RELEASING DEVICES - Other"]
[null,null,null,null,null,null,null,null,null,null,null,"23-21 29 17 35","Play Structures","23-21 29 17 35: Play Structures",null,null,43245,"D40 FIRE PROTECTION","D4040 SPRINKLERS","D404001 SPRINKLERS AND RELEASING DEVICES","Unknown","D404001: FIRE PROTECTION, SPRINKLERS, SPRINKLERS AND RELEASING DEVICES - Unknown"]
[null,null,null,null,null,null,null,null,null,null,null,"23-21 29 19 15","Billiards Equipment","23-21 29 19 15: Billiards Equipment",null,null,20991,"D40 FIRE PROTECTION","D4040 SPRINKLERS","D404001 SPRINKLERS AND RELEASING DEVICES","Deluge Systems - ordinary hazard","D404001: FIRE PROTECTION, SPRINKLERS, SPRINKLERS AND RELEASING DEVICES - Deluge Systems - ordinary hazard"]
[null,null,null,null,null,null,null,null,null,null,null,"23-21 29 19 17","Sauna Equipment","23-21 29 19 17: Sauna Equipment",null,null,21576,"D40 FIRE PROTECTION","D4040 SPRINKLERS","D404001 SPRINKLERS AND RELEASING DEVICES","Dry Pipe Systems","D404001: FIRE PROTECTION, SPRINKLERS, SPRINKLERS AND RELEASING DEVICES - Dry Pipe Systems"]
[null,null,null,null,null,null,null,null,null,null,null,"23-21 29 19 23","Swimming Pool Equipment","23-21 29 19 23: Swimming Pool Equipment",null,null,20986,"D40 FIRE PROTECTION","D4040 SPRINKLERS","D404001 SPRINKLERS AND RELEASING DEVICES","Dry Pipe Systems - ordinary hazard","D404001: FIRE PROTECTION, SPRINKLERS, SPRINKLERS AND RELEASING DEVICES - Dry Pipe Systems - ordinary hazard"]
[null,null,null,null,null,null,null,null,null,null,null,"23-21 29 19 23 11","Diving Boards","23-21 29 19 23 11: Diving Boards",null,null,21579,"D40 FIRE PROTECTION","D4040 SPRINKLERS","D404001 SPRINKLERS AND RELEASING DEVICES","Firecycle Systems","D404001: FIRE PROTECTION, SPRINKLERS, SPRINKLERS AND RELEASING DEVICES - Firecycle Systems"]
[null,null,null,null,null,null,null,null,null,null,null,"23-21 29 21","Pools","23-21 29 21: Pools",null,null,20994,"D40 FIRE PROTECTION","D4040 SPRINKLERS","D404001 SPRINKLERS AND RELEASING DEVICES","Firecycle Systems - ordinary hazard","D404001: FIRE PROTECTION, SPRINKLERS, SPRINKLERS AND RELEASING DEVICES - Firecycle Systems - ordinary hazard"]
[null,null,null,null,null,null,null,null,null,null,null,"23-21 29 21 11","Leisure Whirlpools","23-21 29 21 11: Leisure Whirlpools",null,null,21577,"D40 FIRE PROTECTION","D4040 SPRINKLERS","D404001 SPRINKLERS AND RELEASING DEVICES","Preaction Systems","D404001: FIRE PROTECTION, SPRINKLERS, SPRINKLERS AND RELEASING DEVICES - Preaction Systems"]
[null,null,null,null,null,null,null,null,null,null,null,"23-21 29 21 17","Lap Pools","23-21 29 21 17: Lap Pools",null,null,20988,"D40 FIRE PROTECTION","D4040 SPRINKLERS","D404001 SPRINKLERS AND RELEASING DEVICES","Preaction Systems - ordinary hazard","D404001: FIRE PROTECTION, SPRINKLERS, SPRINKLERS AND RELEASING DEVICES - Preaction Systems - ordinary hazard"]
[null,null,null,null,null,null,null,null,null,null,null,"23-21 29 23","Spectator Stands","23-21 29 23: Spectator Stands",null,null,40226,"D40 FIRE PROTECTION","D4040 SPRINKLERS","D404001 SPRINKLERS AND RELEASING DEVICES","Sprinkler Piping","D404001: FIRE PROTECTION, SPRINKLERS, SPRINKLERS AND RELEASING DEVICES - Sprinkler Piping"]
[null,null,null,null,null,null,null,null,null,null,null,"23-21 29 23 15","Bleachers","23-21 29 23 15: Bleachers",null,null,20996,"D40 FIRE PROTECTION","D4040 SPRINKLERS","D404001 SPRINKLERS AND RELEASING DEVICES","Wet Pipe Systems - light hazard","D404001: FIRE PROTECTION, SPRINKLERS, SPRINKLERS AND RELEASING DEVICES - Wet Pipe Systems - light hazard"]
[null,null,null,null,null,null,null,null,null,null,null,"23-21 29 23 15 11","Telescoping Bleachers","23-21 29 23 15 11: Telescoping Bleachers",null,null,20997,"D40 FIRE PROTECTION","D4040 SPRINKLERS","D404001 SPRINKLERS AND RELEASING DEVICES","Wet Pipe Systems - ordinary hazard","D404001: FIRE PROTECTION, SPRINKLERS, SPRINKLERS AND RELEASING DEVICES - Wet Pipe Systems - ordinary hazard"]
[null,null,null,null,null,null,null,null,null,null,null,"23-21 31 11 11","Weight Training Exercise Apparatus","23-21 31 11 11: Weight Training Exercise Apparatus",null,null,43246,"D40 FIRE PROTECTION","D4040 SPRINKLERS","D404002 SPRINKLER WATER SUPPLY EQUIPMENT AND PIPING","Unknown","D404002: FIRE PROTECTION, SPRINKLERS, SPRINKLER WATER SUPPLY EQUIPMENT AND PIPING - Unknown"]
[null,null,null,null,null,null,null,null,null,null,null,"23-21 31 11 11 11","Multi Station Weight Training Exercise Apparatus","23-21 31 11 11 11: Multi Station Weight Training Exercise Apparatus",null,null,41247,"D40 FIRE PROTECTION","D4050 FIRE PROTECTION SPECIALTIES","D405001 PORTABLE EXTINGUISHERS","General","D405001: FIRE PROTECTION, FIRE PROTECTION SPECIALTIES, PORTABLE EXTINGUISHERS - General"]
[null,null,null,null,null,null,null,null,null,null,null,"23-21 31 13 13","Weightlifting Bars","23-21 31 13 13: Weightlifting Bars",null,null,40244,"D40 FIRE PROTECTION","D4050 FIRE PROTECTION SPECIALTIES","D405001 PORTABLE EXTINGUISHERS","Dispersion nozzle","D405001: FIRE PROTECTION, FIRE PROTECTION SPECIALTIES, PORTABLE EXTINGUISHERS - Dispersion nozzle"]
[null,null,null,null,null,null,null,null,null,null,null,"23-21 31 15 11","Weightlifting Benches","23-21 31 15 11: Weightlifting Benches",null,null,40245,"D40 FIRE PROTECTION","D4050 FIRE PROTECTION SPECIALTIES","D405001 PORTABLE EXTINGUISHERS","Dispersion nozzle, FM200 1-1/2\" dispersion nozzle","D405001: FIRE PROTECTION, FIRE PROTECTION SPECIALTIES, PORTABLE EXTINGUISHERS - Dispersion nozzle, FM200 1-1/2\" dispersion nozzle"]
[null,null,null,null,null,null,null,null,null,null,null,"23-21 31 15 11 15","Incline Weightlifting Benches","23-21 31 15 11 15: Incline Weightlifting Benches",null,null,40243,"D40 FIRE PROTECTION","D4050 FIRE PROTECTION SPECIALTIES","D405001 PORTABLE EXTINGUISHERS","Extinguisher agent, 75 lb carbon dioxide cylinder","D405001: FIRE PROTECTION, FIRE PROTECTION SPECIALTIES, PORTABLE EXTINGUISHERS - Extinguisher agent, 75 lb carbon dioxide cylinder"]
[null,null,null,null,null,null,null,null,null,null,null,"23-21 31 15 11 17","Supine Weightlifting Benches","23-21 31 15 11 17: Supine Weightlifting Benches",null,null,21588,"D40 FIRE PROTECTION","D4090 OTHER FIRE PROTECTION SYSTEMS","D409001 CARBON DIOXIDE SYSTEMS","General","D409001: FIRE PROTECTION, OTHER FIRE PROTECTION SYSTEMS, CARBON DIOXIDE SYSTEMS - General"]
[null,null,null,null,null,null,null,null,null,null,null,"23-21 31 17 11 11","Raised and Bent Leg Abdominal Exercise Boards","23-21 31 17 11 11: Raised and Bent Leg Abdominal Exercise Boards",null,null,44117,"D40 FIRE PROTECTION","D4090 OTHER FIRE PROTECTION SYSTEMS","D409001 CARBON DIOXIDE SYSTEMS","High Pressure Carbon Dioxide CO2 (includes agent containers, distribution piping and controls)","D409001: FIRE PROTECTION, OTHER FIRE PROTECTION SYSTEMS, CARBON DIOXIDE SYSTEMS - High Pressure Carbon Dioxide CO2 (includes agent containers, distribution piping and controls)"]
[null,null,null,null,null,null,null,null,null,null,null,"23-21 31 19","Exercise Machines","23-21 31 19: Exercise Machines",null,null,44118,"D40 FIRE PROTECTION","D4090 OTHER FIRE PROTECTION SYSTEMS","D409001 CARBON DIOXIDE SYSTEMS","Low Pressure Carbon Dioxide CO2 (includes agent containers, distribution piping and controls)","D409001: FIRE PROTECTION, OTHER FIRE PROTECTION SYSTEMS, CARBON DIOXIDE SYSTEMS - Low Pressure Carbon Dioxide CO2 (includes agent containers, distribution piping and controls)"]
[null,null,null,null,null,null,null,null,null,null,null,"23-21 31 19 15","Biceps Exercise Machines","23-21 31 19 15: Biceps Exercise Machines",null,null,43249,"D40 FIRE PROTECTION","D4090 OTHER FIRE PROTECTION SYSTEMS","D409002 FOAM GENERATING EQUIPMENT","Unknown","D409002: FIRE PROTECTION, OTHER FIRE PROTECTION SYSTEMS, FOAM GENERATING EQUIPMENT - Unknown"]
[null,null,null,null,null,null,null,null,null,null,null,"23-21 31 19 17","Chest Exercise Machines","23-21 31 19 17: Chest Exercise Machines",null,null,44149,"D40 FIRE PROTECTION","D4090 OTHER FIRE PROTECTION SYSTEMS","D409002 FOAM GENERATING EQUIPMENT","Control Equipment - Fire Supporession System Releasing, addressable","D409002: FIRE PROTECTION, OTHER FIRE PROTECTION SYSTEMS, FOAM GENERATING EQUIPMENT - Control Equipment - Fire Supporession System Releasing, addressable"]
[null,null,null,null,null,null,null,null,null,null,null,"23-21 31 19 21 11","Hip Abduction Exercise Machines","23-21 31 19 21 11: Hip Abduction Exercise Machines",null,null,44124,"D40 FIRE PROTECTION","D4090 OTHER FIRE PROTECTION SYSTEMS","D409002 FOAM GENERATING EQUIPMENT","Low-level (in trench) grate nozzle system includes concentrate proportioning system","D409002: FIRE PROTECTION, OTHER FIRE PROTECTION SYSTEMS, FOAM GENERATING EQUIPMENT - Low-level (in trench) grate nozzle system includes concentrate proportioning system"]
[null,null,null,null,null,null,null,null,null,null,null,"23-21 31 19 21 13","Hip Adduction Exercise Machines","23-21 31 19 21 13: Hip Adduction Exercise Machines",null,null,44125,"D40 FIRE PROTECTION","D4090 OTHER FIRE PROTECTION SYSTEMS","D409002 FOAM GENERATING EQUIPMENT","Low-level high-expansion system includes concentrate proportioning system","D409002: FIRE PROTECTION, OTHER FIRE PROTECTION SYSTEMS, FOAM GENERATING EQUIPMENT - Low-level high-expansion system includes concentrate proportioning system"]
[null,null,null,null,null,null,null,null,null,null,null,"23-21 31 19 23 13","Leg Extension Exercise Machines","23-21 31 19 23 13: Leg Extension Exercise Machines",null,null,44123,"D40 FIRE PROTECTION","D4090 OTHER FIRE PROTECTION SYSTEMS","D409002 FOAM GENERATING EQUIPMENT","Supplemental high-expansion system includes concentrate proportioning system","D409002: FIRE PROTECTION, OTHER FIRE PROTECTION SYSTEMS, FOAM GENERATING EQUIPMENT - Supplemental high-expansion system includes concentrate proportioning system"]
[null,null,null,null,null,null,null,null,null,null,null,"23-21 31 19 23 15","Leg Press Exercise Machines","23-21 31 19 23 15: Leg Press Exercise Machines",null,null,21589,"D40 FIRE PROTECTION","D4090 OTHER FIRE PROTECTION SYSTEMS","D409003 CLEAN AGENT SYSTEMS","General","D409003: FIRE PROTECTION, OTHER FIRE PROTECTION SYSTEMS, CLEAN AGENT SYSTEMS - General"]
[null,null,null,null,null,null,null,null,null,null,null,"23-21 31 19 25","Neck Exercise Machines","23-21 31 19 25: Neck Exercise Machines",null,null,44126,"D40 FIRE PROTECTION","D4090 OTHER FIRE PROTECTION SYSTEMS","D409003 CLEAN AGENT SYSTEMS","FM 200, HFC-227ea, CF3CHFCF3 (includes agent containers, distribution piping) ","D409003: FIRE PROTECTION, OTHER FIRE PROTECTION SYSTEMS, CLEAN AGENT SYSTEMS - FM 200, HFC-227ea, CF3CHFCF3 (includes agent containers, distribution piping) "]
[null,null,null,null,null,null,null,null,null,null,null,"23-21 31 19 27","Pullover Exercise Machines","23-21 31 19 27: Pullover Exercise Machines",null,null,44127,"D40 FIRE PROTECTION","D4090 OTHER FIRE PROTECTION SYSTEMS","D409003 CLEAN AGENT SYSTEMS","HALON 1301, CBR2F2  (includes agent containers, distribution piping) ","D409003: FIRE PROTECTION, OTHER FIRE PROTECTION SYSTEMS, CLEAN AGENT SYSTEMS - HALON 1301, CBR2F2  (includes agent containers, distribution piping) "]
[null,null,null,null,null,null,null,null,null,null,null,"23-21 31 19 31","Rowing Exercise Machines","23-21 31 19 31: Rowing Exercise Machines",null,null,44129,"D40 FIRE PROTECTION","D4090 OTHER FIRE PROTECTION SYSTEMS","D409003 CLEAN AGENT SYSTEMS","Nitrogen, IG 100, N2  (includes agent containers, distribution piping)","D409003: FIRE PROTECTION, OTHER FIRE PROTECTION SYSTEMS, CLEAN AGENT SYSTEMS - Nitrogen, IG 100, N2  (includes agent containers, distribution piping)"]
[null,null,null,null,null,null,null,null,null,null,null,"23-21 31 19 37","Triceps Exercise Machines","23-21 31 19 37: Triceps Exercise Machines",null,null,42251,"D40 FIRE PROTECTION","D4090 OTHER FIRE PROTECTION SYSTEMS","D409004 HOOD & DUCT FIRE PROTECTION","Other","D409004: FIRE PROTECTION, OTHER FIRE PROTECTION SYSTEMS, HOOD & DUCT FIRE PROTECTION - Other"]
[null,null,null,null,null,null,null,null,null,null,null,"23-21 31 19 43","Exercise Platforms","23-21 31 19 43: Exercise Platforms",null,null,44131,"D40 FIRE PROTECTION","D4090 OTHER FIRE PROTECTION SYSTEMS","D409004 HOOD & DUCT FIRE PROTECTION","Dry Chemical (includes agent containers, distribution piping and controls) ","D409004: FIRE PROTECTION, OTHER FIRE PROTECTION SYSTEMS, HOOD & DUCT FIRE PROTECTION - Dry Chemical (includes agent containers, distribution piping and controls) "]
[null,null,null,null,null,null,null,null,null,null,null,"23-21 31 19 45","Ramp Curb Exercisers","23-21 31 19 45: Ramp Curb Exercisers",null,null,44133,"D40 FIRE PROTECTION","D4090 OTHER FIRE PROTECTION SYSTEMS","D409004 HOOD & DUCT FIRE PROTECTION","Water  (includes agent containers, distribution piping and controls)","D409004: FIRE PROTECTION, OTHER FIRE PROTECTION SYSTEMS, HOOD & DUCT FIRE PROTECTION - Water  (includes agent containers, distribution piping and controls)"]
[null,null,null,null,null,null,null,null,null,null,null,"23-21 31 19 51","Upper Body Exercisers","23-21 31 19 51: Upper Body Exercisers",null,null,21584,"D40 FIRE PROTECTION","D4090 OTHER FIRE PROTECTION SYSTEMS","D409090 OTHER SPECIAL FIRE PROTECTION SYSTEMS","Other","D409090: FIRE PROTECTION, OTHER FIRE PROTECTION SYSTEMS, OTHER SPECIAL FIRE PROTECTION SYSTEMS - Other"]
[null,null,null,null,null,null,null,null,null,null,null,"23-21 31 21","Exercise Floor Mats","23-21 31 21: Exercise Floor Mats",null,null,43252,"D40 FIRE PROTECTION","D4090 OTHER FIRE PROTECTION SYSTEMS","D409090 OTHER SPECIAL FIRE PROTECTION SYSTEMS","Unknown","D409090: FIRE PROTECTION, OTHER FIRE PROTECTION SYSTEMS, OTHER SPECIAL FIRE PROTECTION SYSTEMS - Unknown"]
[null,null,null,null,null,null,null,null,null,null,null,"23-21 33 11","Manufacturing Equipment ","23-21 33 11: Manufacturing Equipment ",null,null,44136,"D40 FIRE PROTECTION","D4090 OTHER FIRE PROTECTION SYSTEMS","D409090 OTHER SPECIAL FIRE PROTECTION SYSTEMS","Optical detection system - UV/IR (inclues detectors, interconnecting circuts and controls)  ","D409090: FIRE PROTECTION, OTHER FIRE PROTECTION SYSTEMS, OTHER SPECIAL FIRE PROTECTION SYSTEMS - Optical detection system - UV/IR (inclues detectors, interconnecting circuts and controls)  "]
[null,null,null,null,null,null,null,null,null,null,null,"23-21 33 13","Manufacturing Furniture","23-21 33 13: Manufacturing Furniture",null,null,41253,"D50 ELECTRICAL","D5010 ELECTRICAL SERVICE & DISTRIBUTION","D501001 MAIN TRANSFORMERS","General","D501001: ELECTRICAL, ELECTRICAL SERVICE & DISTRIBUTION, MAIN TRANSFORMERS - General"]
[null,null,null,null,null,null,null,null,null,null,null,"23-21 33 15","Shop Equipment","23-21 33 15: Shop Equipment",null,null,21591,"D50 ELECTRICAL","D5010 ELECTRICAL SERVICE & DISTRIBUTION","D501002 SERVICE ENTRANCE EQUIPMENT","General","D501002: ELECTRICAL, ELECTRICAL SERVICE & DISTRIBUTION, SERVICE ENTRANCE EQUIPMENT - General"]
[null,null,null,null,null,null,null,null,null,null,null,"23-21 33 17","Shop Furniture","23-21 33 17: Shop Furniture",null,null,42254,"D50 ELECTRICAL","D5010 ELECTRICAL SERVICE & DISTRIBUTION","D501002 SERVICE ENTRANCE EQUIPMENT","Other","D501002: ELECTRICAL, ELECTRICAL SERVICE & DISTRIBUTION, SERVICE ENTRANCE EQUIPMENT - Other"]
[null,null,null,null,null,null,null,null,null,null,null,"23-21 35 11","Darkroom Equipment and Furnishings","23-21 35 11: Darkroom Equipment and Furnishings",null,null,21019,"D50 ELECTRICAL","D5010 ELECTRICAL SERVICE & DISTRIBUTION","D501002 SERVICE ENTRANCE EQUIPMENT","Electrical Service - 3 Phase, 120/208 V, 1000 A","D501002: ELECTRICAL, ELECTRICAL SERVICE & DISTRIBUTION, SERVICE ENTRANCE EQUIPMENT - Electrical Service - 3 Phase, 120/208 V, 1000 A"]
[null,null,null,null,null,null,null,null,null,null,null,"23-21 35 11 11","Darkroom Processing Equipment","23-21 35 11 11: Darkroom Processing Equipment",null,null,21018,"D50 ELECTRICAL","D5010 ELECTRICAL SERVICE & DISTRIBUTION","D501002 SERVICE ENTRANCE EQUIPMENT","Electrical Service - 3 Phase, 120/208 V, 1200 A","D501002: ELECTRICAL, ELECTRICAL SERVICE & DISTRIBUTION, SERVICE ENTRANCE EQUIPMENT - Electrical Service - 3 Phase, 120/208 V, 1200 A"]
[null,null,null,null,null,null,null,null,null,null,null,"23-21 35 15","Ticket Machines","23-21 35 15: Ticket Machines",null,null,21016,"D50 ELECTRICAL","D5010 ELECTRICAL SERVICE & DISTRIBUTION","D501002 SERVICE ENTRANCE EQUIPMENT","Electrical Service - 3 Phase, 120/208 V, 2000 A","D501002: ELECTRICAL, ELECTRICAL SERVICE & DISTRIBUTION, SERVICE ENTRANCE EQUIPMENT - Electrical Service - 3 Phase, 120/208 V, 2000 A"]
[null,null,null,null,null,null,null,null,null,null,null,"23-21 35 19 11","Compressed Air Vehicle Service Equipment","23-21 35 19 11: Compressed Air Vehicle Service Equipment",null,null,21021,"D50 ELECTRICAL","D5010 ELECTRICAL SERVICE & DISTRIBUTION","D501002 SERVICE ENTRANCE EQUIPMENT","Electrical Service - 3 Phase, 120/208 V, 600 A","D501002: ELECTRICAL, ELECTRICAL SERVICE & DISTRIBUTION, SERVICE ENTRANCE EQUIPMENT - Electrical Service - 3 Phase, 120/208 V, 600 A"]
[null,null,null,null,null,null,null,null,null,null,null,"23-21 35 19 15","Vehicle Lubrication Equipment","23-21 35 19 15: Vehicle Lubrication Equipment",null,null,21014,"D50 ELECTRICAL","D5010 ELECTRICAL SERVICE & DISTRIBUTION","D501002 SERVICE ENTRANCE EQUIPMENT","Electrical Service - Single Phase, 120/240 V, 100 A","D501002: ELECTRICAL, ELECTRICAL SERVICE & DISTRIBUTION, SERVICE ENTRANCE EQUIPMENT - Electrical Service - Single Phase, 120/240 V, 100 A"]
[null,null,null,null,null,null,null,null,null,null,null,"23-21 35 19 17","Tire Changing Equipment","23-21 35 19 17: Tire Changing Equipment",null,null,21015,"D50 ELECTRICAL","D5010 ELECTRICAL SERVICE & DISTRIBUTION","D501002 SERVICE ENTRANCE EQUIPMENT","Electrical Service - Single Phase, 120/240 V, 200 A","D501002: ELECTRICAL, ELECTRICAL SERVICE & DISTRIBUTION, SERVICE ENTRANCE EQUIPMENT - Electrical Service - Single Phase, 120/240 V, 200 A"]
[null,null,null,null,null,null,null,null,null,null,null,"23-21 35 21","Security and Vault Equipment and Furnishings","23-21 35 21: Security and Vault Equipment and Furnishings",null,null,43255,"D50 ELECTRICAL","D5010 ELECTRICAL SERVICE & DISTRIBUTION","D501003 INTERIOR DISTRIBUTION TRANSFORMERS","Unknown","D501003: ELECTRICAL, ELECTRICAL SERVICE & DISTRIBUTION, INTERIOR DISTRIBUTION TRANSFORMERS - Unknown"]
[null,null,null,null,null,null,null,null,null,null,null,"23-21 35 21 11","Safes","23-21 35 21 11: Safes",null,null,21114,"D50 ELECTRICAL","D5010 ELECTRICAL SERVICE & DISTRIBUTION","D501003 INTERIOR DISTRIBUTION TRANSFORMERS","Buck-boost, 120/240 V primary 12/24 V secondary, 0.10 kVA","D501003: ELECTRICAL, ELECTRICAL SERVICE & DISTRIBUTION, INTERIOR DISTRIBUTION TRANSFORMERS - Buck-boost, 120/240 V primary 12/24 V secondary, 0.10 kVA"]
[null,null,null,null,null,null,null,null,null,null,null,"23-21 35 21 17","Day Gates","23-21 35 21 17: Day Gates",null,null,21143,"D50 ELECTRICAL","D5010 ELECTRICAL SERVICE & DISTRIBUTION","D501003 INTERIOR DISTRIBUTION TRANSFORMERS","Buck-boost, 120/240 V primary 12/24 V secondary, 0.75 kVA","D501003: ELECTRICAL, ELECTRICAL SERVICE & DISTRIBUTION, INTERIOR DISTRIBUTION TRANSFORMERS - Buck-boost, 120/240 V primary 12/24 V secondary, 0.75 kVA"]
[null,null,null,null,null,null,null,null,null,null,null,"23-21 35 21 19","Anti Bandit Screens","23-21 35 21 19: Anti Bandit Screens",null,null,21093,"D50 ELECTRICAL","D5010 ELECTRICAL SERVICE & DISTRIBUTION","D501003 INTERIOR DISTRIBUTION TRANSFORMERS","Buck-boost, 120/240 V primary 12/24 V secondary, 1.0 kVA","D501003: ELECTRICAL, ELECTRICAL SERVICE & DISTRIBUTION, INTERIOR DISTRIBUTION TRANSFORMERS - Buck-boost, 120/240 V primary 12/24 V secondary, 1.0 kVA"]
[null,null,null,null,null,null,null,null,null,null,null,"23-21 35 21 21 11","Automated Banking Systems","23-21 35 21 21 11: Automated Banking Systems",null,null,21096,"D50 ELECTRICAL","D5010 ELECTRICAL SERVICE & DISTRIBUTION","D501003 INTERIOR DISTRIBUTION TRANSFORMERS","Buck-boost, 120/240 V primary 12/24 V secondary, 3.0 kVA","D501003: ELECTRICAL, ELECTRICAL SERVICE & DISTRIBUTION, INTERIOR DISTRIBUTION TRANSFORMERS - Buck-boost, 120/240 V primary 12/24 V secondary, 3.0 kVA"]
[null,null,null,null,null,null,null,null,null,null,null,"23-21 35 21 21 13","Money Cart Pass Through","23-21 35 21 21 13: Money Cart Pass Through",null,null,21074,"D50 ELECTRICAL","D5010 ELECTRICAL SERVICE & DISTRIBUTION","D501003 INTERIOR DISTRIBUTION TRANSFORMERS","Buck-boost, 120/240 V primary 12/24 V secondary, 5.0 kVA","D501003: ELECTRICAL, ELECTRICAL SERVICE & DISTRIBUTION, INTERIOR DISTRIBUTION TRANSFORMERS - Buck-boost, 120/240 V primary 12/24 V secondary, 5.0 kVA"]
[null,null,null,null,null,null,null,null,null,null,null,"23-21 35 21 21 19","Teller Equipment Systems","23-21 35 21 21 19: Teller Equipment Systems",null,null,21103,"D50 ELECTRICAL","D5010 ELECTRICAL SERVICE & DISTRIBUTION","D501003 INTERIOR DISTRIBUTION TRANSFORMERS","Buck-boost, 240 V primary 208/120 V secondary, 150 kVA","D501003: ELECTRICAL, ELECTRICAL SERVICE & DISTRIBUTION, INTERIOR DISTRIBUTION TRANSFORMERS - Buck-boost, 240 V primary 208/120 V secondary, 150 kVA"]
[null,null,null,null,null,null,null,null,null,null,null,"23-21 35 21 21 21","Deal Drawers","23-21 35 21 21 21: Deal Drawers",null,null,21104,"D50 ELECTRICAL","D5010 ELECTRICAL SERVICE & DISTRIBUTION","D501003 INTERIOR DISTRIBUTION TRANSFORMERS","Buck-boost, 240 V primary 208/120 V secondary, 225 kVA","D501003: ELECTRICAL, ELECTRICAL SERVICE & DISTRIBUTION, INTERIOR DISTRIBUTION TRANSFORMERS - Buck-boost, 240 V primary 208/120 V secondary, 225 kVA"]
[null,null,null,null,null,null,null,null,null,null,null,"23-21 35 23","Detention Equipment and Furnishings","23-21 35 23: Detention Equipment and Furnishings",null,null,21100,"D50 ELECTRICAL","D5010 ELECTRICAL SERVICE & DISTRIBUTION","D501003 INTERIOR DISTRIBUTION TRANSFORMERS","Buck-boost, 240 V primary 208/120 V secondary, 45 kVA","D501003: ELECTRICAL, ELECTRICAL SERVICE & DISTRIBUTION, INTERIOR DISTRIBUTION TRANSFORMERS - Buck-boost, 240 V primary 208/120 V secondary, 45 kVA"]
[null,null,null,null,null,null,null,null,null,null,null,"23-21 35 23 11","Detention Enclosures","23-21 35 23 11: Detention Enclosures",null,null,21101,"D50 ELECTRICAL","D5010 ELECTRICAL SERVICE & DISTRIBUTION","D501003 INTERIOR DISTRIBUTION TRANSFORMERS","Buck-boost, 240 V primary 208/120 V secondary, 75 kVA","D501003: ELECTRICAL, ELECTRICAL SERVICE & DISTRIBUTION, INTERIOR DISTRIBUTION TRANSFORMERS - Buck-boost, 240 V primary 208/120 V secondary, 75 kVA"]
[null,null,null,null,null,null,null,null,null,null,null,"23-21 35 25","Agricultural Equipment","23-21 35 25: Agricultural Equipment",null,null,21064,"D50 ELECTRICAL","D5010 ELECTRICAL SERVICE & DISTRIBUTION","D501003 INTERIOR DISTRIBUTION TRANSFORMERS","dry-type, 15 kV primary 277/480 volt secondary, 150 kVA","D501003: ELECTRICAL, ELECTRICAL SERVICE & DISTRIBUTION, INTERIOR DISTRIBUTION TRANSFORMERS - dry-type, 15 kV primary 277/480 volt secondary, 150 kVA"]
[null,null,null,null,null,null,null,null,null,null,null,"23-21 35 25 13","Stock Feeders","23-21 35 25 13: Stock Feeders",null,null,21071,"D50 ELECTRICAL","D5010 ELECTRICAL SERVICE & DISTRIBUTION","D501003 INTERIOR DISTRIBUTION TRANSFORMERS","dry-type, 15 kV primary 277/480 volt secondary, 2000 kVA","D501003: ELECTRICAL, ELECTRICAL SERVICE & DISTRIBUTION, INTERIOR DISTRIBUTION TRANSFORMERS - dry-type, 15 kV primary 277/480 volt secondary, 2000 kVA"]
[null,null,null,null,null,null,null,null,null,null,null,"23-21 37 11","Soft Furnishings","23-21 37 11: Soft Furnishings",null,null,21066,"D50 ELECTRICAL","D5010 ELECTRICAL SERVICE & DISTRIBUTION","D501003 INTERIOR DISTRIBUTION TRANSFORMERS","dry-type, 15 kV primary 277/480 volt secondary, 300 kVA","D501003: ELECTRICAL, ELECTRICAL SERVICE & DISTRIBUTION, INTERIOR DISTRIBUTION TRANSFORMERS - dry-type, 15 kV primary 277/480 volt secondary, 300 kVA"]
[null,null,null,null,null,null,null,null,null,null,null,"23-21 37 11 11","Rugs","23-21 37 11 11: Rugs",null,null,21116,"D50 ELECTRICAL","D5010 ELECTRICAL SERVICE & DISTRIBUTION","D501003 INTERIOR DISTRIBUTION TRANSFORMERS","dry-type, 15 kV primary 277/480 volt secondary, 3000 kVA","D501003: ELECTRICAL, ELECTRICAL SERVICE & DISTRIBUTION, INTERIOR DISTRIBUTION TRANSFORMERS - dry-type, 15 kV primary 277/480 volt secondary, 3000 kVA"]
[null,null,null,null,null,null,null,null,null,null,null,"23-21 37 11 17","Padding","23-21 37 11 17: Padding",null,null,21134,"D50 ELECTRICAL","D5010 ELECTRICAL SERVICE & DISTRIBUTION","D501003 INTERIOR DISTRIBUTION TRANSFORMERS","dry-type, 240/480 V primary 120/240 V secondary, 1 kVA","D501003: ELECTRICAL, ELECTRICAL SERVICE & DISTRIBUTION, INTERIOR DISTRIBUTION TRANSFORMERS - dry-type, 240/480 V primary 120/240 V secondary, 1 kVA"]
[null,null,null,null,null,null,null,null,null,null,null,"23-21 37 11 19","Tablecloths","23-21 37 11 19: Tablecloths",null,null,21139,"D50 ELECTRICAL","D5010 ELECTRICAL SERVICE & DISTRIBUTION","D501003 INTERIOR DISTRIBUTION TRANSFORMERS","dry-type, 240/480 V primary 120/240 V secondary, 10 kVA","D501003: ELECTRICAL, ELECTRICAL SERVICE & DISTRIBUTION, INTERIOR DISTRIBUTION TRANSFORMERS - dry-type, 240/480 V primary 120/240 V secondary, 10 kVA"]
[null,null,null,null,null,null,null,null,null,null,null,"23-21 37 13 11 11","Wall Hangings","23-21 37 13 11 11: Wall Hangings",null,null,21180,"D50 ELECTRICAL","D5010 ELECTRICAL SERVICE & DISTRIBUTION","D501003 INTERIOR DISTRIBUTION TRANSFORMERS","dry-type, 240/480 V primary 120/240 V secondary, 167 kVA","D501003: ELECTRICAL, ELECTRICAL SERVICE & DISTRIBUTION, INTERIOR DISTRIBUTION TRANSFORMERS - dry-type, 240/480 V primary 120/240 V secondary, 167 kVA"]
[null,null,null,null,null,null,null,null,null,null,null,"23-21 37 13 13","Clocks","23-21 37 13 13: Clocks",null,null,21135,"D50 ELECTRICAL","D5010 ELECTRICAL SERVICE & DISTRIBUTION","D501003 INTERIOR DISTRIBUTION TRANSFORMERS","dry-type, 240/480 V primary 120/240 V secondary, 2 kVA","D501003: ELECTRICAL, ELECTRICAL SERVICE & DISTRIBUTION, INTERIOR DISTRIBUTION TRANSFORMERS - dry-type, 240/480 V primary 120/240 V secondary, 2 kVA"]
[null,null,null,null,null,null,null,null,null,null,null,"23-21 37 13 19","Ornamental Screens","23-21 37 13 19: Ornamental Screens",null,null,21176,"D50 ELECTRICAL","D5010 ELECTRICAL SERVICE & DISTRIBUTION","D501003 INTERIOR DISTRIBUTION TRANSFORMERS","dry-type, 240/480 V primary 120/240 V secondary, 37.5 kVA","D501003: ELECTRICAL, ELECTRICAL SERVICE & DISTRIBUTION, INTERIOR DISTRIBUTION TRANSFORMERS - dry-type, 240/480 V primary 120/240 V secondary, 37.5 kVA"]
[null,null,null,null,null,null,null,null,null,null,null,"23-21 37 13 21","Decorative Planters","23-21 37 13 21: Decorative Planters",null,null,21137,"D50 ELECTRICAL","D5010 ELECTRICAL SERVICE & DISTRIBUTION","D501003 INTERIOR DISTRIBUTION TRANSFORMERS","dry-type, 240/480 V primary 120/240 V secondary, 5 kVA","D501003: ELECTRICAL, ELECTRICAL SERVICE & DISTRIBUTION, INTERIOR DISTRIBUTION TRANSFORMERS - dry-type, 240/480 V primary 120/240 V secondary, 5 kVA"]
[null,null,null,null,null,null,null,null,null,null,null,"23-21 39 11 11","High Pressure Washing Equipment","23-21 39 11 11: High Pressure Washing Equipment",null,null,21178,"D50 ELECTRICAL","D5010 ELECTRICAL SERVICE & DISTRIBUTION","D501003 INTERIOR DISTRIBUTION TRANSFORMERS","dry-type, 240/480 V primary 120/240 V secondary, 75 kVA","D501003: ELECTRICAL, ELECTRICAL SERVICE & DISTRIBUTION, INTERIOR DISTRIBUTION TRANSFORMERS - dry-type, 240/480 V primary 120/240 V secondary, 75 kVA"]
[null,null,null,null,null,null,null,null,null,null,null,"23-21 39 13","Drain Boards","23-21 39 13: Drain Boards",null,null,21160,"D50 ELECTRICAL","D5010 ELECTRICAL SERVICE & DISTRIBUTION","D501003 INTERIOR DISTRIBUTION TRANSFORMERS","dry-type, 480 V primary 120/208 V secondary, 1000 kVA","D501003: ELECTRICAL, ELECTRICAL SERVICE & DISTRIBUTION, INTERIOR DISTRIBUTION TRANSFORMERS - dry-type, 480 V primary 120/208 V secondary, 1000 kVA"]
[null,null,null,null,null,null,null,null,null,null,null,"23-21 41 11 13","Commercial Clothes Stands","23-21 41 11 13: Commercial Clothes Stands",null,null,21166,"D50 ELECTRICAL","D5010 ELECTRICAL SERVICE & DISTRIBUTION","D501003 INTERIOR DISTRIBUTION TRANSFORMERS","dry-type, 480 V primary 120/208 V secondary, 112.5 kVA, K-4 rated","D501003: ELECTRICAL, ELECTRICAL SERVICE & DISTRIBUTION, INTERIOR DISTRIBUTION TRANSFORMERS - dry-type, 480 V primary 120/208 V secondary, 112.5 kVA, K-4 rated"]
[null,null,null,null,null,null,null,null,null,null,null,"23-21 41 11 15","Commercial Clothes Lines","23-21 41 11 15: Commercial Clothes Lines",null,null,21073,"D50 ELECTRICAL","D5010 ELECTRICAL SERVICE & DISTRIBUTION","D501003 INTERIOR DISTRIBUTION TRANSFORMERS","dry-type, 480 V primary 120/208 V secondary, 112.5 kVA, nonventilated","D501003: ELECTRICAL, ELECTRICAL SERVICE & DISTRIBUTION, INTERIOR DISTRIBUTION TRANSFORMERS - dry-type, 480 V primary 120/208 V secondary, 112.5 kVA, nonventilated"]
[null,null,null,null,null,null,null,null,null,null,null,"23-21 41 17 11","Commercial Dry Laundry Detergent Dispensers","23-21 41 17 11: Commercial Dry Laundry Detergent Dispensers",null,null,21078,"D50 ELECTRICAL","D5010 ELECTRICAL SERVICE & DISTRIBUTION","D501003 INTERIOR DISTRIBUTION TRANSFORMERS","dry-type, 480 V primary 120/208 V secondary, 15 kVA, nonventilated","D501003: ELECTRICAL, ELECTRICAL SERVICE & DISTRIBUTION, INTERIOR DISTRIBUTION TRANSFORMERS - dry-type, 480 V primary 120/208 V secondary, 15 kVA, nonventilated"]
[null,null,null,null,null,null,null,null,null,null,null,"23-21 41 17 13","Commercial Liquid Laundry Detergent Dispensers","23-21 41 17 13: Commercial Liquid Laundry Detergent Dispensers",null,null,21188,"D50 ELECTRICAL","D5010 ELECTRICAL SERVICE & DISTRIBUTION","D501003 INTERIOR DISTRIBUTION TRANSFORMERS","dry-type, 480 V primary 120/208 V secondary, 150 kVA","D501003: ELECTRICAL, ELECTRICAL SERVICE & DISTRIBUTION, INTERIOR DISTRIBUTION TRANSFORMERS - dry-type, 480 V primary 120/208 V secondary, 150 kVA"]
[null,null,null,null,null,null,null,null,null,null,null,"23-21 41 21","Commercial Laundry Extractors","23-21 41 21: Commercial Laundry Extractors",null,null,21083,"D50 ELECTRICAL","D5010 ELECTRICAL SERVICE & DISTRIBUTION","D501003 INTERIOR DISTRIBUTION TRANSFORMERS","dry-type, 480 V primary 120/208 V secondary, 150 kVA, nonventilated","D501003: ELECTRICAL, ELECTRICAL SERVICE & DISTRIBUTION, INTERIOR DISTRIBUTION TRANSFORMERS - dry-type, 480 V primary 120/208 V secondary, 150 kVA, nonventilated"]
[null,null,null,null,null,null,null,null,null,null,null,"23-21 41 23","Commercial Flat Work Ironers","23-21 41 23: Commercial Flat Work Ironers",null,null,21189,"D50 ELECTRICAL","D5010 ELECTRICAL SERVICE & DISTRIBUTION","D501003 INTERIOR DISTRIBUTION TRANSFORMERS","dry-type, 480 V primary 120/208 V secondary, 225 kVA","D501003: ELECTRICAL, ELECTRICAL SERVICE & DISTRIBUTION, INTERIOR DISTRIBUTION TRANSFORMERS - dry-type, 480 V primary 120/208 V secondary, 225 kVA"]
[null,null,null,null,null,null,null,null,null,null,null,"23-21 41 23 15","Commercial Steam Flat Work Ironers","23-21 41 23 15: Commercial Steam Flat Work Ironers",null,null,21084,"D50 ELECTRICAL","D5010 ELECTRICAL SERVICE & DISTRIBUTION","D501003 INTERIOR DISTRIBUTION TRANSFORMERS","dry-type, 480 V primary 120/208 V secondary, 225 kVA, nonventilated","D501003: ELECTRICAL, ELECTRICAL SERVICE & DISTRIBUTION, INTERIOR DISTRIBUTION TRANSFORMERS - dry-type, 480 V primary 120/208 V secondary, 225 kVA, nonventilated"]
[null,null,null,null,null,null,null,null,null,null,null,"23-21 41 25","Commercial Ironing and Pressing Machines","23-21 41 25: Commercial Ironing and Pressing Machines",null,null,21191,"D50 ELECTRICAL","D5010 ELECTRICAL SERVICE & DISTRIBUTION","D501003 INTERIOR DISTRIBUTION TRANSFORMERS","dry-type, 480 V primary 120/208 V secondary, 3 kVA","D501003: ELECTRICAL, ELECTRICAL SERVICE & DISTRIBUTION, INTERIOR DISTRIBUTION TRANSFORMERS - dry-type, 480 V primary 120/208 V secondary, 3 kVA"]
[null,null,null,null,null,null,null,null,null,null,null,"23-21 41 31","Commercial Laundry Dryers","23-21 41 31: Commercial Laundry Dryers",null,null,21163,"D50 ELECTRICAL","D5010 ELECTRICAL SERVICE & DISTRIBUTION","D501003 INTERIOR DISTRIBUTION TRANSFORMERS","dry-type, 480 V primary 120/208 V secondary, 30 kVA, K-4 rated","D501003: ELECTRICAL, ELECTRICAL SERVICE & DISTRIBUTION, INTERIOR DISTRIBUTION TRANSFORMERS - dry-type, 480 V primary 120/208 V secondary, 30 kVA, K-4 rated"]
[null,null,null,null,null,null,null,null,null,null,null,"23-21 41 31 11","Commercial Electric Laundry Dryers","23-21 41 31 11: Commercial Electric Laundry Dryers",null,null,21079,"D50 ELECTRICAL","D5010 ELECTRICAL SERVICE & DISTRIBUTION","D501003 INTERIOR DISTRIBUTION TRANSFORMERS","dry-type, 480 V primary 120/208 V secondary, 30 kVA, nonventilated","D501003: ELECTRICAL, ELECTRICAL SERVICE & DISTRIBUTION, INTERIOR DISTRIBUTION TRANSFORMERS - dry-type, 480 V primary 120/208 V secondary, 30 kVA, nonventilated"]
[null,null,null,null,null,null,null,null,null,null,null,"23-21 41 33","Commercial Laundry Presses","23-21 41 33: Commercial Laundry Presses",null,null,21169,"D50 ELECTRICAL","D5010 ELECTRICAL SERVICE & DISTRIBUTION","D501003 INTERIOR DISTRIBUTION TRANSFORMERS","dry-type, 480 V primary 120/208 V secondary, 300 kVA, K-4 rated","D501003: ELECTRICAL, ELECTRICAL SERVICE & DISTRIBUTION, INTERIOR DISTRIBUTION TRANSFORMERS - dry-type, 480 V primary 120/208 V secondary, 300 kVA, K-4 rated"]
[null,null,null,null,null,null,null,null,null,null,null,"23-21 41 33 11","Commercial Electric Laundry Presses","23-21 41 33 11: Commercial Electric Laundry Presses",null,null,21069,"D50 ELECTRICAL","D5010 ELECTRICAL SERVICE & DISTRIBUTION","D501003 INTERIOR DISTRIBUTION TRANSFORMERS","dry-type, 480 V primary 120/208 V secondary, 300 kVA, nonventilated","D501003: ELECTRICAL, ELECTRICAL SERVICE & DISTRIBUTION, INTERIOR DISTRIBUTION TRANSFORMERS - dry-type, 480 V primary 120/208 V secondary, 300 kVA, nonventilated"]
[null,null,null,null,null,null,null,null,null,null,null,"23-21 41 35","Commercial Laundry Spreader Feeders","23-21 41 35: Commercial Laundry Spreader Feeders",null,null,21164,"D50 ELECTRICAL","D5010 ELECTRICAL SERVICE & DISTRIBUTION","D501003 INTERIOR DISTRIBUTION TRANSFORMERS","dry-type, 480 V primary 120/208 V secondary, 45 kVA, K-4 rated","D501003: ELECTRICAL, ELECTRICAL SERVICE & DISTRIBUTION, INTERIOR DISTRIBUTION TRANSFORMERS - dry-type, 480 V primary 120/208 V secondary, 45 kVA, K-4 rated"]
[null,null,null,null,null,null,null,null,null,null,null,"23-21 41 37","Commercial Laundry Steam Tunnels","23-21 41 37: Commercial Laundry Steam Tunnels",null,null,21089,"D50 ELECTRICAL","D5010 ELECTRICAL SERVICE & DISTRIBUTION","D501003 INTERIOR DISTRIBUTION TRANSFORMERS","dry-type, 480 V primary 120/208 V secondary, 45 kVA, nonventilated","D501003: ELECTRICAL, ELECTRICAL SERVICE & DISTRIBUTION, INTERIOR DISTRIBUTION TRANSFORMERS - dry-type, 480 V primary 120/208 V secondary, 45 kVA, nonventilated"]
[null,null,null,null,null,null,null,null,null,null,null,"23-21 41 41 13","Commercial Side Loading Laundry Washers","23-21 41 41 13: Commercial Side Loading Laundry Washers",null,null,21182,"D50 ELECTRICAL","D5010 ELECTRICAL SERVICE & DISTRIBUTION","D501003 INTERIOR DISTRIBUTION TRANSFORMERS","dry-type, 480 V primary 120/208 V secondary, 6 kVA","D501003: ELECTRICAL, ELECTRICAL SERVICE & DISTRIBUTION, INTERIOR DISTRIBUTION TRANSFORMERS - dry-type, 480 V primary 120/208 V secondary, 6 kVA"]
[null,null,null,null,null,null,null,null,null,null,null,"23-21 41 41 15","Commercial Top Loading Laundry Washers","23-21 41 41 15: Commercial Top Loading Laundry Washers",null,null,21186,"D50 ELECTRICAL","D5010 ELECTRICAL SERVICE & DISTRIBUTION","D501003 INTERIOR DISTRIBUTION TRANSFORMERS","dry-type, 480 V primary 120/208 V secondary, 75 kVA","D501003: ELECTRICAL, ELECTRICAL SERVICE & DISTRIBUTION, INTERIOR DISTRIBUTION TRANSFORMERS - dry-type, 480 V primary 120/208 V secondary, 75 kVA"]
[null,null,null,null,null,null,null,null,null,null,null,"23-21 43 11 11","Mop Buckets","23-21 43 11 11: Mop Buckets",null,null,21081,"D50 ELECTRICAL","D5010 ELECTRICAL SERVICE & DISTRIBUTION","D501003 INTERIOR DISTRIBUTION TRANSFORMERS","dry-type, 480 V primary 120/208 V secondary, 75 kVA, nonventilated","D501003: ELECTRICAL, ELECTRICAL SERVICE & DISTRIBUTION, INTERIOR DISTRIBUTION TRANSFORMERS - dry-type, 480 V primary 120/208 V secondary, 75 kVA, nonventilated"]
[null,null,null,null,null,null,null,null,null,null,null,"23-21 43 11 13","Waste Paper Baskets","23-21 43 11 13: Waste Paper Baskets",null,null,21165,"D50 ELECTRICAL","D5010 ELECTRICAL SERVICE & DISTRIBUTION","D501003 INTERIOR DISTRIBUTION TRANSFORMERS","dry-type, 480 V primary 120/208 V secondary, 750 kVA","D501003: ELECTRICAL, ELECTRICAL SERVICE & DISTRIBUTION, INTERIOR DISTRIBUTION TRANSFORMERS - dry-type, 480 V primary 120/208 V secondary, 750 kVA"]
[null,null,null,null,null,null,null,null,null,null,null,"23-21 43 13 13","Steam Cleaners","23-21 43 13 13: Steam Cleaners",null,null,21085,"D50 ELECTRICAL","D5010 ELECTRICAL SERVICE & DISTRIBUTION","D501003 INTERIOR DISTRIBUTION TRANSFORMERS","dry-type, 5 kV primary 277/480 volt secondary, 112.5 kVA","D501003: ELECTRICAL, ELECTRICAL SERVICE & DISTRIBUTION, INTERIOR DISTRIBUTION TRANSFORMERS - dry-type, 5 kV primary 277/480 volt secondary, 112.5 kVA"]
[null,null,null,null,null,null,null,null,null,null,null,"23-21 43 15","Custodial Dispensers","23-21 43 15: Custodial Dispensers",null,null,21080,"D50 ELECTRICAL","D5010 ELECTRICAL SERVICE & DISTRIBUTION","D501003 INTERIOR DISTRIBUTION TRANSFORMERS","dry-type, 5 kV primary 277/480 volt secondary, 150 kVA","D501003: ELECTRICAL, ELECTRICAL SERVICE & DISTRIBUTION, INTERIOR DISTRIBUTION TRANSFORMERS - dry-type, 5 kV primary 277/480 volt secondary, 150 kVA"]
[null,null,null,null,null,null,null,null,null,null,null,"23-21 43 15 15","Cleaning Rag Dispensers","23-21 43 15 15: Cleaning Rag Dispensers",null,null,21086,"D50 ELECTRICAL","D5010 ELECTRICAL SERVICE & DISTRIBUTION","D501003 INTERIOR DISTRIBUTION TRANSFORMERS","dry-type, 5 kV primary 277/480 volt secondary, 225 kVA","D501003: ELECTRICAL, ELECTRICAL SERVICE & DISTRIBUTION, INTERIOR DISTRIBUTION TRANSFORMERS - dry-type, 5 kV primary 277/480 volt secondary, 225 kVA"]
[null,null,null,null,null,null,null,null,null,null,null,"23-21 43 15 17","Facial Tissue Dispensers","23-21 43 15 17: Facial Tissue Dispensers",null,null,21062,"D50 ELECTRICAL","D5010 ELECTRICAL SERVICE & DISTRIBUTION","D501003 INTERIOR DISTRIBUTION TRANSFORMERS","dry-type, 5 kV primary 277/480 volt secondary, 2500 kVA","D501003: ELECTRICAL, ELECTRICAL SERVICE & DISTRIBUTION, INTERIOR DISTRIBUTION TRANSFORMERS - dry-type, 5 kV primary 277/480 volt secondary, 2500 kVA"]
[null,null,null,null,null,null,null,null,null,null,null,"23-21 43 15 23","Lotion Dispensers","23-21 43 15 23: Lotion Dispensers",null,null,21082,"D50 ELECTRICAL","D5010 ELECTRICAL SERVICE & DISTRIBUTION","D501003 INTERIOR DISTRIBUTION TRANSFORMERS","dry-type, 5 kV primary 277/480 volt secondary, 500 kVA","D501003: ELECTRICAL, ELECTRICAL SERVICE & DISTRIBUTION, INTERIOR DISTRIBUTION TRANSFORMERS - dry-type, 5 kV primary 277/480 volt secondary, 500 kVA"]
[null,null,null,null,null,null,null,null,null,null,null,"23-21 43 15 25","Paper Towel Dispensers","23-21 43 15 25: Paper Towel Dispensers",null,null,21067,"D50 ELECTRICAL","D5010 ELECTRICAL SERVICE & DISTRIBUTION","D501003 INTERIOR DISTRIBUTION TRANSFORMERS","dry-type, 5 kV primary 277/480 volt secondary, 750 kVA","D501003: ELECTRICAL, ELECTRICAL SERVICE & DISTRIBUTION, INTERIOR DISTRIBUTION TRANSFORMERS - dry-type, 5 kV primary 277/480 volt secondary, 750 kVA"]
[null,null,null,null,null,null,null,null,null,null,null,"23-21 43 15 31","Toilet Tissue Dispensers","23-21 43 15 31: Toilet Tissue Dispensers",null,null,21121,"D50 ELECTRICAL","D5010 ELECTRICAL SERVICE & DISTRIBUTION","D501003 INTERIOR DISTRIBUTION TRANSFORMERS","Isolation, 120/240 V primary 120/208 V secondary, 225 kVA","D501003: ELECTRICAL, ELECTRICAL SERVICE & DISTRIBUTION, INTERIOR DISTRIBUTION TRANSFORMERS - Isolation, 120/240 V primary 120/208 V secondary, 225 kVA"]
[null,null,null,null,null,null,null,null,null,null,null,"23-21 43 15 33","Urinal Accessories Dispensers","23-21 43 15 33: Urinal Accessories Dispensers",null,null,21122,"D50 ELECTRICAL","D5010 ELECTRICAL SERVICE & DISTRIBUTION","D501003 INTERIOR DISTRIBUTION TRANSFORMERS","Isolation, 120/240 V primary 120/208 V secondary, 300 kVA","D501003: ELECTRICAL, ELECTRICAL SERVICE & DISTRIBUTION, INTERIOR DISTRIBUTION TRANSFORMERS - Isolation, 120/240 V primary 120/208 V secondary, 300 kVA"]
[null,null,null,null,null,null,null,null,null,null,null,"23-21 43 19 11","Floor Burnishers","23-21 43 19 11: Floor Burnishers",null,null,21108,"D50 ELECTRICAL","D5010 ELECTRICAL SERVICE & DISTRIBUTION","D501003 INTERIOR DISTRIBUTION TRANSFORMERS","Isolation, 120/240 V primary 120/240 V secondary, 0.50 kVA","D501003: ELECTRICAL, ELECTRICAL SERVICE & DISTRIBUTION, INTERIOR DISTRIBUTION TRANSFORMERS - Isolation, 120/240 V primary 120/240 V secondary, 0.50 kVA"]
[null,null,null,null,null,null,null,null,null,null,null,"23-21 43 19 15","Floor Scrapers","23-21 43 19 15: Floor Scrapers",null,null,21123,"D50 ELECTRICAL","D5010 ELECTRICAL SERVICE & DISTRIBUTION","D501003 INTERIOR DISTRIBUTION TRANSFORMERS","Isolation, 120/240 V primary 120/240 V secondary, 10 kVA","D501003: ELECTRICAL, ELECTRICAL SERVICE & DISTRIBUTION, INTERIOR DISTRIBUTION TRANSFORMERS - Isolation, 120/240 V primary 120/240 V secondary, 10 kVA"]
[null,null,null,null,null,null,null,null,null,null,null,"23-21 43 19 19 11","Carpet Sweepers","23-21 43 19 19 11: Carpet Sweepers",null,null,21107,"D50 ELECTRICAL","D5010 ELECTRICAL SERVICE & DISTRIBUTION","D501003 INTERIOR DISTRIBUTION TRANSFORMERS","Isolation, 120/240 V primary 120/240 V secondary, 25 kVA","D501003: ELECTRICAL, ELECTRICAL SERVICE & DISTRIBUTION, INTERIOR DISTRIBUTION TRANSFORMERS - Isolation, 120/240 V primary 120/240 V secondary, 25 kVA"]
[null,null,null,null,null,null,null,null,null,null,null,"23-21 43 19 21","Floor Washing Machines","23-21 43 19 21: Floor Washing Machines",null,null,21111,"D50 ELECTRICAL","D5010 ELECTRICAL SERVICE & DISTRIBUTION","D501003 INTERIOR DISTRIBUTION TRANSFORMERS","Isolation, 120/240 V primary 120/240 V secondary, 3 kVA","D501003: ELECTRICAL, ELECTRICAL SERVICE & DISTRIBUTION, INTERIOR DISTRIBUTION TRANSFORMERS - Isolation, 120/240 V primary 120/240 V secondary, 3 kVA"]
[null,null,null,null,null,null,null,null,null,null,null,"23-21 43 21 11 11","Vacuum Cleaning Systems","23-21 43 21 11 11: Vacuum Cleaning Systems",null,null,21113,"D50 ELECTRICAL","D5010 ELECTRICAL SERVICE & DISTRIBUTION","D501003 INTERIOR DISTRIBUTION TRANSFORMERS","Isolation, 120/240 V primary 120/240 V secondary, 7.5 kVA","D501003: ELECTRICAL, ELECTRICAL SERVICE & DISTRIBUTION, INTERIOR DISTRIBUTION TRANSFORMERS - Isolation, 120/240 V primary 120/240 V secondary, 7.5 kVA"]
[null,null,null,null,null,null,null,null,null,null,null,"23-21 43 21 11 11 11","Centralized Vacuum Cleaning System","23-21 43 21 11 11 11: Centralized Vacuum Cleaning System",null,null,21118,"D50 ELECTRICAL","D5010 ELECTRICAL SERVICE & DISTRIBUTION","D501003 INTERIOR DISTRIBUTION TRANSFORMERS","Isolation, 120/240 V primary 120/240 V secondary, 75 kVA","D501003: ELECTRICAL, ELECTRICAL SERVICE & DISTRIBUTION, INTERIOR DISTRIBUTION TRANSFORMERS - Isolation, 120/240 V primary 120/240 V secondary, 75 kVA"]
[null,null,null,null,null,null,null,null,null,null,null,"23-21 43 21 11 13 13","Wet Dry Combination Vacuum Cleaners","23-21 43 21 11 13 13: Wet Dry Combination Vacuum Cleaners",null,null,21132,"D50 ELECTRICAL","D5010 ELECTRICAL SERVICE & DISTRIBUTION","D501003 INTERIOR DISTRIBUTION TRANSFORMERS","liquid-filled, 5 kV or 15 kV primary, 277/480 V secondary, 2000 kVA","D501003: ELECTRICAL, ELECTRICAL SERVICE & DISTRIBUTION, INTERIOR DISTRIBUTION TRANSFORMERS - liquid-filled, 5 kV or 15 kV primary, 277/480 V secondary, 2000 kVA"]
[null,null,null,null,null,null,null,null,null,null,null,"23-21 43 21 11 13 15","Wet Vacuum Cleaners","23-21 43 21 11 13 15: Wet Vacuum Cleaners",null,null,21126,"D50 ELECTRICAL","D5010 ELECTRICAL SERVICE & DISTRIBUTION","D501003 INTERIOR DISTRIBUTION TRANSFORMERS","liquid-filled, 5 kV or 15 kV primary, 277/480 V secondary, 225 kVA","D501003: ELECTRICAL, ELECTRICAL SERVICE & DISTRIBUTION, INTERIOR DISTRIBUTION TRANSFORMERS - liquid-filled, 5 kV or 15 kV primary, 277/480 V secondary, 225 kVA"]
[null,null,null,null,null,null,null,null,null,null,null,"23-21 43 23","Sanitary Waste Receptacles","23-21 43 23: Sanitary Waste Receptacles",null,null,21128,"D50 ELECTRICAL","D5010 ELECTRICAL SERVICE & DISTRIBUTION","D501003 INTERIOR DISTRIBUTION TRANSFORMERS","liquid-filled, 5 kV or 15 kV primary, 277/480 V secondary, 500 kVA","D501003: ELECTRICAL, ELECTRICAL SERVICE & DISTRIBUTION, INTERIOR DISTRIBUTION TRANSFORMERS - liquid-filled, 5 kV or 15 kV primary, 277/480 V secondary, 500 kVA"]
[null,null,null,null,null,null,null,null,null,null,null,"23-21 43 23 11","Installed Sanitary Waste Receptacles","23-21 43 23 11: Installed Sanitary Waste Receptacles",null,null,21129,"D50 ELECTRICAL","D5010 ELECTRICAL SERVICE & DISTRIBUTION","D501003 INTERIOR DISTRIBUTION TRANSFORMERS","liquid-filled, 5 kV or 15 kV primary, 277/480 V secondary, 750 kVA","D501003: ELECTRICAL, ELECTRICAL SERVICE & DISTRIBUTION, INTERIOR DISTRIBUTION TRANSFORMERS - liquid-filled, 5 kV or 15 kV primary, 277/480 V secondary, 750 kVA"]
[null,null,null,null,null,null,null,null,null,null,null,"23-21 43 25 11","Mop Sinks","23-21 43 25 11: Mop Sinks",null,null,21141,"D50 ELECTRICAL","D5010 ELECTRICAL SERVICE & DISTRIBUTION","D501003 INTERIOR DISTRIBUTION TRANSFORMERS","oil-filled, 15 kV primary, 277/480 V secondary, 1500 kVA","D501003: ELECTRICAL, ELECTRICAL SERVICE & DISTRIBUTION, INTERIOR DISTRIBUTION TRANSFORMERS - oil-filled, 15 kV primary, 277/480 V secondary, 1500 kVA"]
[null,null,null,null,null,null,null,null,null,null,null,"23-21 43 27","Custodial Washers","23-21 43 27: Custodial Washers",null,null,21151,"D50 ELECTRICAL","D5010 ELECTRICAL SERVICE & DISTRIBUTION","D501003 INTERIOR DISTRIBUTION TRANSFORMERS","oil-filled, 15 kV primary, 277/480 V secondary, 2000 kVA","D501003: ELECTRICAL, ELECTRICAL SERVICE & DISTRIBUTION, INTERIOR DISTRIBUTION TRANSFORMERS - oil-filled, 15 kV primary, 277/480 V secondary, 2000 kVA"]
[null,null,null,null,null,null,null,null,null,null,null,"23-21 45 11 11","Two Dimensional Art","23-21 45 11 11: Two Dimensional Art",null,null,21146,"D50 ELECTRICAL","D5010 ELECTRICAL SERVICE & DISTRIBUTION","D501003 INTERIOR DISTRIBUTION TRANSFORMERS","oil-filled, 15 kV primary, 277/480 V secondary, 300 kVA","D501003: ELECTRICAL, ELECTRICAL SERVICE & DISTRIBUTION, INTERIOR DISTRIBUTION TRANSFORMERS - oil-filled, 15 kV primary, 277/480 V secondary, 300 kVA"]
[null,null,null,null,null,null,null,null,null,null,null,"23-21 45 11 11 11","Fine Art Paintings","23-21 45 11 11 11: Fine Art Paintings",null,null,21153,"D50 ELECTRICAL","D5010 ELECTRICAL SERVICE & DISTRIBUTION","D501003 INTERIOR DISTRIBUTION TRANSFORMERS","oil-filled, 15 kV primary, 277/480 V secondary, 3000 kVA","D501003: ELECTRICAL, ELECTRICAL SERVICE & DISTRIBUTION, INTERIOR DISTRIBUTION TRANSFORMERS - oil-filled, 15 kV primary, 277/480 V secondary, 3000 kVA"]
[null,null,null,null,null,null,null,null,null,null,null,"23-21 45 11 11 15","Fine Art Printmaking","23-21 45 11 11 15: Fine Art Printmaking",null,null,21147,"D50 ELECTRICAL","D5010 ELECTRICAL SERVICE & DISTRIBUTION","D501003 INTERIOR DISTRIBUTION TRANSFORMERS","oil-filled, 15 kV primary, 277/480 V secondary, 500 kVA","D501003: ELECTRICAL, ELECTRICAL SERVICE & DISTRIBUTION, INTERIOR DISTRIBUTION TRANSFORMERS - oil-filled, 15 kV primary, 277/480 V secondary, 500 kVA"]
[null,null,null,null,null,null,null,null,null,null,null,"23-21 45 11 11 15 15","Fine Art Prints","23-21 45 11 11 15 15: Fine Art Prints",null,null,21148,"D50 ELECTRICAL","D5010 ELECTRICAL SERVICE & DISTRIBUTION","D501003 INTERIOR DISTRIBUTION TRANSFORMERS","oil-filled, 2400 V primary, 120/240 V secondary, 100 kVA","D501003: ELECTRICAL, ELECTRICAL SERVICE & DISTRIBUTION, INTERIOR DISTRIBUTION TRANSFORMERS - oil-filled, 2400 V primary, 120/240 V secondary, 100 kVA"]
[null,null,null,null,null,null,null,null,null,null,null,"23-21 45 11 11 21","Fine Art Illustrations","23-21 45 11 11 21: Fine Art Illustrations",null,null,21156,"D50 ELECTRICAL","D5010 ELECTRICAL SERVICE & DISTRIBUTION","D501003 INTERIOR DISTRIBUTION TRANSFORMERS","oil-filled, 2400 V primary, 120/240 V secondary, 37.5 kVA","D501003: ELECTRICAL, ELECTRICAL SERVICE & DISTRIBUTION, INTERIOR DISTRIBUTION TRANSFORMERS - oil-filled, 2400 V primary, 120/240 V secondary, 37.5 kVA"]
[null,null,null,null,null,null,null,null,null,null,null,"23-21 45 11 13","Three Dimensional Art","23-21 45 11 13: Three Dimensional Art",null,null,21133,"D50 ELECTRICAL","D5010 ELECTRICAL SERVICE & DISTRIBUTION","D501003 INTERIOR DISTRIBUTION TRANSFORMERS","oil-filled, 2400 V primary, 120/240 V secondary, 50 kVA","D501003: ELECTRICAL, ELECTRICAL SERVICE & DISTRIBUTION, INTERIOR DISTRIBUTION TRANSFORMERS - oil-filled, 2400 V primary, 120/240 V secondary, 50 kVA"]
[null,null,null,null,null,null,null,null,null,null,null,"23-21 45 11 13 13 11","Fine Art Pottery","23-21 45 11 13 13 11: Fine Art Pottery",null,null,42256,"D50 ELECTRICAL","D5010 ELECTRICAL SERVICE & DISTRIBUTION","D501004 PANELBOARDS","Other","D501004: ELECTRICAL, ELECTRICAL SERVICE & DISTRIBUTION, PANELBOARDS - Other"]
[null,null,null,null,null,null,null,null,null,null,null,"23-21 45 11 13 15","Fine Art Mosaics","23-21 45 11 13 15: Fine Art Mosaics",null,null,43256,"D50 ELECTRICAL","D5010 ELECTRICAL SERVICE & DISTRIBUTION","D501004 PANELBOARDS","Unknown","D501004: ELECTRICAL, ELECTRICAL SERVICE & DISTRIBUTION, PANELBOARDS - Unknown"]
[null,null,null,null,null,null,null,null,null,null,null,"23-21 45 11 13 17 11","Fine Art Stained Glass","23-21 45 11 13 17 11: Fine Art Stained Glass",null,null,21213,"D50 ELECTRICAL","D5010 ELECTRICAL SERVICE & DISTRIBUTION","D501004 PANELBOARDS","Main lugs, 120/208 V, 225 amp, NQOD","D501004: ELECTRICAL, ELECTRICAL SERVICE & DISTRIBUTION, PANELBOARDS - Main lugs, 120/208 V, 225 amp, NQOD"]
[null,null,null,null,null,null,null,null,null,null,null,"23-21 45 11 13 17 13","Fine Art Etched Glass","23-21 45 11 13 17 13: Fine Art Etched Glass",null,null,21214,"D50 ELECTRICAL","D5010 ELECTRICAL SERVICE & DISTRIBUTION","D501004 PANELBOARDS","Main lugs, 120/208 V, 225 amp, NQOD, NEMA 7","D501004: ELECTRICAL, ELECTRICAL SERVICE & DISTRIBUTION, PANELBOARDS - Main lugs, 120/208 V, 225 amp, NQOD, NEMA 7"]
[null,null,null,null,null,null,null,null,null,null,null,"23-21 45 11 13 21","Fine Art Textile","23-21 45 11 13 21: Fine Art Textile",null,null,44036,"D50 ELECTRICAL","D5010 ELECTRICAL SERVICE & DISTRIBUTION","D501004 PANELBOARDS","Main lugs, 125 amp","D501004: ELECTRICAL, ELECTRICAL SERVICE & DISTRIBUTION, PANELBOARDS - Main lugs, 125 amp"]
[null,null,null,null,null,null,null,null,null,null,null,"23-21 45 11 13 21 11","Fine Art Tapestry","23-21 45 11 13 21 11: Fine Art Tapestry",null,null,44037,"D50 ELECTRICAL","D5010 ELECTRICAL SERVICE & DISTRIBUTION","D501004 PANELBOARDS","Main lugs, 200 amp","D501004: ELECTRICAL, ELECTRICAL SERVICE & DISTRIBUTION, PANELBOARDS - Main lugs, 200 amp"]
[null,null,null,null,null,null,null,null,null,null,null,"23-21 45 11 15 13","Fine Art Video","23-21 45 11 15 13: Fine Art Video",null,null,21217,"D50 ELECTRICAL","D5010 ELECTRICAL SERVICE & DISTRIBUTION","D501004 PANELBOARDS","Main lugs, 277/480 V, 225 amp, NEHB, NEMA 7","D501004: ELECTRICAL, ELECTRICAL SERVICE & DISTRIBUTION, PANELBOARDS - Main lugs, 277/480 V, 225 amp, NEHB, NEMA 7"]
[null,null,null,null,null,null,null,null,null,null,null,"23-21 45 13","Historic Documents","23-21 45 13: Historic Documents",null,null,44038,"D50 ELECTRICAL","D5010 ELECTRICAL SERVICE & DISTRIBUTION","D501004 PANELBOARDS","Main lugs, 400 amp","D501004: ELECTRICAL, ELECTRICAL SERVICE & DISTRIBUTION, PANELBOARDS - Main lugs, 400 amp"]
[null,null,null,null,null,null,null,null,null,null,null,"23-21 45 13 15","Historic Parchment Documents","23-21 45 13 15: Historic Parchment Documents",null,null,40289,"D50 ELECTRICAL","D5010 ELECTRICAL SERVICE & DISTRIBUTION","D501004 PANELBOARDS","Safety Switch, < 30 Amp","D501004: ELECTRICAL, ELECTRICAL SERVICE & DISTRIBUTION, PANELBOARDS - Safety Switch, < 30 Amp"]
[null,null,null,null,null,null,null,null,null,null,null,"23-21 45 15","Historic Architectural Items","23-21 45 15: Historic Architectural Items",null,null,40291,"D50 ELECTRICAL","D5010 ELECTRICAL SERVICE & DISTRIBUTION","D501004 PANELBOARDS","Safety Switch, >100 Amp","D501004: ELECTRICAL, ELECTRICAL SERVICE & DISTRIBUTION, PANELBOARDS - Safety Switch, >100 Amp"]
[null,null,null,null,null,null,null,null,null,null,null,"23-21 45 15 17","Historic Decorative Architectures","23-21 45 15 17: Historic Decorative Architectures",null,null,21592,"D50 ELECTRICAL","D5010 ELECTRICAL SERVICE & DISTRIBUTION","D501004 PANELBOARDS","Switchgear","D501004: ELECTRICAL, ELECTRICAL SERVICE & DISTRIBUTION, PANELBOARDS - Switchgear"]
[null,null,null,null,null,null,null,null,null,null,null,"23-21 47 11","Conductor Equipment","23-21 47 11: Conductor Equipment",null,null,21029,"D50 ELECTRICAL","D5010 ELECTRICAL SERVICE & DISTRIBUTION","D501004 PANELBOARDS","Switchgear - 1200 Amp","D501004: ELECTRICAL, ELECTRICAL SERVICE & DISTRIBUTION, PANELBOARDS - Switchgear - 1200 Amp"]
[null,null,null,null,null,null,null,null,null,null,null,"23-21 47 13","Musical Instrument","23-21 47 13: Musical Instrument",null,null,21026,"D50 ELECTRICAL","D5010 ELECTRICAL SERVICE & DISTRIBUTION","D501004 PANELBOARDS","Switchgear - 400 Amp","D501004: ELECTRICAL, ELECTRICAL SERVICE & DISTRIBUTION, PANELBOARDS - Switchgear - 400 Amp"]
[null,null,null,null,null,null,null,null,null,null,null,"23-21 47 13 11","String Instrument","23-21 47 13 11: String Instrument",null,null,21031,"D50 ELECTRICAL","D5010 ELECTRICAL SERVICE & DISTRIBUTION","D501004 PANELBOARDS","Switchgear - 600 Amp","D501004: ELECTRICAL, ELECTRICAL SERVICE & DISTRIBUTION, PANELBOARDS - Switchgear - 600 Amp"]
[null,null,null,null,null,null,null,null,null,null,null,"23-23 11 11 11","Traction Elevators","23-23 11 11 11: Traction Elevators",null,null,21053,"D50 ELECTRICAL","D5010 ELECTRICAL SERVICE & DISTRIBUTION","D501004 PANELBOARDS","Transfer Switch - Automatic, 100 amp","D501004: ELECTRICAL, ELECTRICAL SERVICE & DISTRIBUTION, PANELBOARDS - Transfer Switch - Automatic, 100 amp"]
[null,null,null,null,null,null,null,null,null,null,null,"23-23 11 11 11 11","Freight Traction Elevators","23-23 11 11 11 11: Freight Traction Elevators",null,null,21033,"D50 ELECTRICAL","D5010 ELECTRICAL SERVICE & DISTRIBUTION","D501004 PANELBOARDS","Transfer Switch - Automatic, 1000 amp","D501004: ELECTRICAL, ELECTRICAL SERVICE & DISTRIBUTION, PANELBOARDS - Transfer Switch - Automatic, 1000 amp"]
[null,null,null,null,null,null,null,null,null,null,null,"23-23 11 11 11 17","Service Traction Elevators","23-23 11 11 11 17: Service Traction Elevators",null,null,21046,"D50 ELECTRICAL","D5010 ELECTRICAL SERVICE & DISTRIBUTION","D501004 PANELBOARDS","Transfer Switch - Automatic, 1600 amp","D501004: ELECTRICAL, ELECTRICAL SERVICE & DISTRIBUTION, PANELBOARDS - Transfer Switch - Automatic, 1600 amp"]
[null,null,null,null,null,null,null,null,null,null,null,"23-23 11 11 13","Hydraulic Elevators","23-23 11 11 13: Hydraulic Elevators",null,null,21039,"D50 ELECTRICAL","D5010 ELECTRICAL SERVICE & DISTRIBUTION","D501004 PANELBOARDS","Transfer Switch - Automatic, 2000 amp","D501004: ELECTRICAL, ELECTRICAL SERVICE & DISTRIBUTION, PANELBOARDS - Transfer Switch - Automatic, 2000 amp"]
[null,null,null,null,null,null,null,null,null,null,null,"23-23 11 11 13 15","Residential Hydraulic Elevators","23-23 11 11 13 15: Residential Hydraulic Elevators",null,null,21051,"D50 ELECTRICAL","D5010 ELECTRICAL SERVICE & DISTRIBUTION","D501004 PANELBOARDS","Transfer Switch - Automatic, 30 amp","D501004: ELECTRICAL, ELECTRICAL SERVICE & DISTRIBUTION, PANELBOARDS - Transfer Switch - Automatic, 30 amp"]
[null,null,null,null,null,null,null,null,null,null,null,"23-23 11 11 13 17","Service Hydraulic Elevators","23-23 11 11 13 17: Service Hydraulic Elevators",null,null,21032,"D50 ELECTRICAL","D5010 ELECTRICAL SERVICE & DISTRIBUTION","D501004 PANELBOARDS","Transfer Switch - Automatic, 400 amp","D501004: ELECTRICAL, ELECTRICAL SERVICE & DISTRIBUTION, PANELBOARDS - Transfer Switch - Automatic, 400 amp"]
[null,null,null,null,null,null,null,null,null,null,null,"23-23 11 11 17","Rack and Pinion Elevators","23-23 11 11 17: Rack and Pinion Elevators",null,null,21041,"D50 ELECTRICAL","D5010 ELECTRICAL SERVICE & DISTRIBUTION","D501004 PANELBOARDS","Transfer Switch - Automatic, 800 amp","D501004: ELECTRICAL, ELECTRICAL SERVICE & DISTRIBUTION, PANELBOARDS - Transfer Switch - Automatic, 800 amp"]
[null,null,null,null,null,null,null,null,null,null,null,"23-23 11 11 19","Elevator Cabs","23-23 11 11 19: Elevator Cabs",null,null,21036,"D50 ELECTRICAL","D5010 ELECTRICAL SERVICE & DISTRIBUTION","D501004 PANELBOARDS","Transfer Switch - Non-automatic, 100 Amp, Electric","D501004: ELECTRICAL, ELECTRICAL SERVICE & DISTRIBUTION, PANELBOARDS - Transfer Switch - Non-automatic, 100 Amp, Electric"]
[null,null,null,null,null,null,null,null,null,null,null,"23-23 11 11 21 13","Elevator Controls","23-23 11 11 21 13: Elevator Controls",null,null,21056,"D50 ELECTRICAL","D5010 ELECTRICAL SERVICE & DISTRIBUTION","D501004 PANELBOARDS","Transfer Switch - Non-automatic, 200 Amp, Manual","D501004: ELECTRICAL, ELECTRICAL SERVICE & DISTRIBUTION, PANELBOARDS - Transfer Switch - Non-automatic, 200 Amp, Manual"]
[null,null,null,null,null,null,null,null,null,null,null,"23-23 11 13","Escalators","23-23 11 13: Escalators",null,null,21047,"D50 ELECTRICAL","D5010 ELECTRICAL SERVICE & DISTRIBUTION","D501004 PANELBOARDS","Transfer Switch - Non-automatic, 30 Amp, Manual","D501004: ELECTRICAL, ELECTRICAL SERVICE & DISTRIBUTION, PANELBOARDS - Transfer Switch - Non-automatic, 30 Amp, Manual"]
[null,null,null,null,null,null,null,null,null,null,null,"23-23 13 11 13","Fork Lifts","23-23 13 11 13: Fork Lifts",null,null,21037,"D50 ELECTRICAL","D5010 ELECTRICAL SERVICE & DISTRIBUTION","D501004 PANELBOARDS","Transfer Switch - Non-automatic, 60 Amp, Electric","D501004: ELECTRICAL, ELECTRICAL SERVICE & DISTRIBUTION, PANELBOARDS - Transfer Switch - Non-automatic, 60 Amp, Electric"]
[null,null,null,null,null,null,null,null,null,null,null,"23-23 13 11 15","Man Lifts","23-23 13 11 15: Man Lifts",null,null,21048,"D50 ELECTRICAL","D5010 ELECTRICAL SERVICE & DISTRIBUTION","D501004 PANELBOARDS","Transfer Switch - Non-automatic, 60 Amp, Manual","D501004: ELECTRICAL, ELECTRICAL SERVICE & DISTRIBUTION, PANELBOARDS - Transfer Switch - Non-automatic, 60 Amp, Manual"]
[null,null,null,null,null,null,null,null,null,null,null,"23-23 13 11 17 13","Portable Patient Lifts","23-23 13 11 17 13: Portable Patient Lifts",null,null,41257,"D50 ELECTRICAL","D5010 ELECTRICAL SERVICE & DISTRIBUTION","D501005 ENCLOSED CIRCUIT BREAKERS","General","D501005: ELECTRICAL, ELECTRICAL SERVICE & DISTRIBUTION, ENCLOSED CIRCUIT BREAKERS - General"]
[null,null,null,null,null,null,null,null,null,null,null,"23-23 13 11 19","Platform Lifts","23-23 13 11 19: Platform Lifts",null,null,42257,"D50 ELECTRICAL","D5010 ELECTRICAL SERVICE & DISTRIBUTION","D501005 ENCLOSED CIRCUIT BREAKERS","Other","D501005: ELECTRICAL, ELECTRICAL SERVICE & DISTRIBUTION, ENCLOSED CIRCUIT BREAKERS - Other"]
[null,null,null,null,null,null,null,null,null,null,null,"23-23 13 11 19 15","Scissor Platform Lifts","23-23 13 11 19 15: Scissor Platform Lifts",null,null,21204,"D50 ELECTRICAL","D5010 ELECTRICAL SERVICE & DISTRIBUTION","D501005 ENCLOSED CIRCUIT BREAKERS","Main circuit breaker, 120/208 V, 225 amp, NQOD","D501005: ELECTRICAL, ELECTRICAL SERVICE & DISTRIBUTION, ENCLOSED CIRCUIT BREAKERS - Main circuit breaker, 120/208 V, 225 amp, NQOD"]
[null,null,null,null,null,null,null,null,null,null,null,"23-23 13 11 21","Scaffold Lifts","23-23 13 11 21: Scaffold Lifts",null,null,21199,"D50 ELECTRICAL","D5010 ELECTRICAL SERVICE & DISTRIBUTION","D501005 ENCLOSED CIRCUIT BREAKERS","Main circuit breaker, 120/208 V, 400 amp, NQOD","D501005: ELECTRICAL, ELECTRICAL SERVICE & DISTRIBUTION, ENCLOSED CIRCUIT BREAKERS - Main circuit breaker, 120/208 V, 400 amp, NQOD"]
[null,null,null,null,null,null,null,null,null,null,null,"23-23 13 11 25 11","Hydraulic Wheel Chair Lifts","23-23 13 11 25 11: Hydraulic Wheel Chair Lifts",null,null,21207,"D50 ELECTRICAL","D5010 ELECTRICAL SERVICE & DISTRIBUTION","D501005 ENCLOSED CIRCUIT BREAKERS","Main circuit breaker, 120/240 V, 225 amp, NQOD","D501005: ELECTRICAL, ELECTRICAL SERVICE & DISTRIBUTION, ENCLOSED CIRCUIT BREAKERS - Main circuit breaker, 120/240 V, 225 amp, NQOD"]
[null,null,null,null,null,null,null,null,null,null,null,"23-23 13 11 25 11 11","Hydraulic Wheel Chair Rail Lifts","23-23 13 11 25 11 11: Hydraulic Wheel Chair Rail Lifts",null,null,21206,"D50 ELECTRICAL","D5010 ELECTRICAL SERVICE & DISTRIBUTION","D501005 ENCLOSED CIRCUIT BREAKERS","Main circuit breaker, 120/240 V, 400 amp, NQOD","D501005: ELECTRICAL, ELECTRICAL SERVICE & DISTRIBUTION, ENCLOSED CIRCUIT BREAKERS - Main circuit breaker, 120/240 V, 400 amp, NQOD"]
[null,null,null,null,null,null,null,null,null,null,null,"23-23 13 11 25 13","Mechanical Wheel Chair Lifts","23-23 13 11 25 13: Mechanical Wheel Chair Lifts",null,null,21201,"D50 ELECTRICAL","D5010 ELECTRICAL SERVICE & DISTRIBUTION","D501005 ENCLOSED CIRCUIT BREAKERS","Main circuit breaker, 277/480 V, 400 amp, NEHB","D501005: ELECTRICAL, ELECTRICAL SERVICE & DISTRIBUTION, ENCLOSED CIRCUIT BREAKERS - Main circuit breaker, 277/480 V, 400 amp, NEHB"]
[null,null,null,null,null,null,null,null,null,null,null,"23-23 13 11 25 13 11","Mechanical Wheel Chair Rail Lifts","23-23 13 11 25 13 11: Mechanical Wheel Chair Rail Lifts",null,null,21200,"D50 ELECTRICAL","D5010 ELECTRICAL SERVICE & DISTRIBUTION","D501005 ENCLOSED CIRCUIT BREAKERS","Main circuit breaker, 277/480 V, 600 amp, NEHB","D501005: ELECTRICAL, ELECTRICAL SERVICE & DISTRIBUTION, ENCLOSED CIRCUIT BREAKERS - Main circuit breaker, 277/480 V, 600 amp, NEHB"]
[null,null,null,null,null,null,null,null,null,null,null,"23-23 15 11","Moving Walks","23-23 15 11: Moving Walks",null,null,43258,"D50 ELECTRICAL","D5010 ELECTRICAL SERVICE & DISTRIBUTION","D501006 MOTOR CONTROL CENTERS","Unknown","D501006: ELECTRICAL, ELECTRICAL SERVICE & DISTRIBUTION, MOTOR CONTROL CENTERS - Unknown"]
[null,null,null,null,null,null,null,null,null,null,null,"23-23 15 13","People Movers","23-23 15 13: People Movers",null,null,21196,"D50 ELECTRICAL","D5010 ELECTRICAL SERVICE & DISTRIBUTION","D501006 MOTOR CONTROL CENTERS","Motor Control Center - Size 1, 10 HP, 12\" high","D501006: ELECTRICAL, ELECTRICAL SERVICE & DISTRIBUTION, MOTOR CONTROL CENTERS - Motor Control Center - Size 1, 10 HP, 12\" high"]
[null,null,null,null,null,null,null,null,null,null,null,"23-23 15 13 13","Duorails","23-23 15 13 13: Duorails",null,null,21192,"D50 ELECTRICAL","D5010 ELECTRICAL SERVICE & DISTRIBUTION","D501006 MOTOR CONTROL CENTERS","Motor Control Center - Size 3, 50 HP, 24\" high","D501006: ELECTRICAL, ELECTRICAL SERVICE & DISTRIBUTION, MOTOR CONTROL CENTERS - Motor Control Center - Size 3, 50 HP, 24\" high"]
[null,null,null,null,null,null,null,null,null,null,null,"23-23 15 17","Transportation Gangways","23-23 15 17: Transportation Gangways",null,null,21194,"D50 ELECTRICAL","D5010 ELECTRICAL SERVICE & DISTRIBUTION","D501006 MOTOR CONTROL CENTERS","Motor Control Center - Size 5, 200 HP, 48\" high","D501006: ELECTRICAL, ELECTRICAL SERVICE & DISTRIBUTION, MOTOR CONTROL CENTERS - Motor Control Center - Size 5, 200 HP, 48\" high"]
[null,null,null,null,null,null,null,null,null,null,null,"23-23 17 11 13","Hydraulic Dumbwaiters","23-23 17 11 13: Hydraulic Dumbwaiters",null,null,21598,"D50 ELECTRICAL","D5010 ELECTRICAL SERVICE & DISTRIBUTION","D501090 OTHER SERVICE AND DISTRIBUTION","Other","D501090: ELECTRICAL, ELECTRICAL SERVICE & DISTRIBUTION, OTHER SERVICE AND DISTRIBUTION - Other"]
[null,null,null,null,null,null,null,null,null,null,null,"23-23 17 11 15","Traction Dumbwaiters","23-23 17 11 15: Traction Dumbwaiters",null,null,43259,"D50 ELECTRICAL","D5010 ELECTRICAL SERVICE & DISTRIBUTION","D501090 OTHER SERVICE AND DISTRIBUTION","Unknown","D501090: ELECTRICAL, ELECTRICAL SERVICE & DISTRIBUTION, OTHER SERVICE AND DISTRIBUTION - Unknown"]
[null,null,null,null,null,null,null,null,null,null,null,"23-23 17 13 13","Automated Guided Vehicles","23-23 17 13 13: Automated Guided Vehicles",null,null,21236,"D50 ELECTRICAL","D5010 ELECTRICAL SERVICE & DISTRIBUTION","D501090 OTHER SERVICE AND DISTRIBUTION","Capacitor Bank - 240 V, 1.0 kVAR","D501090: ELECTRICAL, ELECTRICAL SERVICE & DISTRIBUTION, OTHER SERVICE AND DISTRIBUTION - Capacitor Bank - 240 V, 1.0 kVAR"]
[null,null,null,null,null,null,null,null,null,null,null,"23-23 17 13 13 11","Guided Vehicle Material Handling","23-23 17 13 13 11: Guided Vehicle Material Handling",null,null,21238,"D50 ELECTRICAL","D5010 ELECTRICAL SERVICE & DISTRIBUTION","D501090 OTHER SERVICE AND DISTRIBUTION","Capacitor Bank - 240 V, 10 kVAR","D501090: ELECTRICAL, ELECTRICAL SERVICE & DISTRIBUTION, OTHER SERVICE AND DISTRIBUTION - Capacitor Bank - 240 V, 10 kVAR"]
[null,null,null,null,null,null,null,null,null,null,null,"23-23 17 15 11","Conveyor Components ","23-23 17 15 11: Conveyor Components ",null,null,21240,"D50 ELECTRICAL","D5010 ELECTRICAL SERVICE & DISTRIBUTION","D501090 OTHER SERVICE AND DISTRIBUTION","Capacitor Bank - 240 V, 20 kVAR","D501090: ELECTRICAL, ELECTRICAL SERVICE & DISTRIBUTION, OTHER SERVICE AND DISTRIBUTION - Capacitor Bank - 240 V, 20 kVAR"]
[null,null,null,null,null,null,null,null,null,null,null,"23-23 17 15 11 11","Conveyor Belts","23-23 17 15 11 11: Conveyor Belts",null,null,21241,"D50 ELECTRICAL","D5010 ELECTRICAL SERVICE & DISTRIBUTION","D501090 OTHER SERVICE AND DISTRIBUTION","Capacitor Bank - 240 V, 25 kVAR","D501090: ELECTRICAL, ELECTRICAL SERVICE & DISTRIBUTION, OTHER SERVICE AND DISTRIBUTION - Capacitor Bank - 240 V, 25 kVAR"]
[null,null,null,null,null,null,null,null,null,null,null,"23-23 17 15 15","Bucket Conveyors","23-23 17 15 15: Bucket Conveyors",null,null,21242,"D50 ELECTRICAL","D5010 ELECTRICAL SERVICE & DISTRIBUTION","D501090 OTHER SERVICE AND DISTRIBUTION","Capacitor Bank - 480 V, 1 kVAR","D501090: ELECTRICAL, ELECTRICAL SERVICE & DISTRIBUTION, OTHER SERVICE AND DISTRIBUTION - Capacitor Bank - 480 V, 1 kVAR"]
[null,null,null,null,null,null,null,null,null,null,null,"23-23 17 15 17","Container Conveyors","23-23 17 15 17: Container Conveyors",null,null,21233,"D50 ELECTRICAL","D5010 ELECTRICAL SERVICE & DISTRIBUTION","D501090 OTHER SERVICE AND DISTRIBUTION","Capacitor Bank - 480 V, 10 kVAR","D501090: ELECTRICAL, ELECTRICAL SERVICE & DISTRIBUTION, OTHER SERVICE AND DISTRIBUTION - Capacitor Bank - 480 V, 10 kVAR"]
[null,null,null,null,null,null,null,null,null,null,null,"23-23 17 15 23","Oscillating Conveyors","23-23 17 15 23: Oscillating Conveyors",null,null,21224,"D50 ELECTRICAL","D5010 ELECTRICAL SERVICE & DISTRIBUTION","D501090 OTHER SERVICE AND DISTRIBUTION","Capacitor Bank - 480 V, 20 kVAR","D501090: ELECTRICAL, ELECTRICAL SERVICE & DISTRIBUTION, OTHER SERVICE AND DISTRIBUTION - Capacitor Bank - 480 V, 20 kVAR"]
[null,null,null,null,null,null,null,null,null,null,null,"23-23 17 15 25","Pneumatic Conveyors","23-23 17 15 25: Pneumatic Conveyors",null,null,21220,"D50 ELECTRICAL","D5010 ELECTRICAL SERVICE & DISTRIBUTION","D501090 OTHER SERVICE AND DISTRIBUTION","Capacitor Bank - 480 V, 30 kVAR","D501090: ELECTRICAL, ELECTRICAL SERVICE & DISTRIBUTION, OTHER SERVICE AND DISTRIBUTION - Capacitor Bank - 480 V, 30 kVAR"]
[null,null,null,null,null,null,null,null,null,null,null,"23-23 17 15 31","Screw Conveyors","23-23 17 15 31: Screw Conveyors",null,null,21234,"D50 ELECTRICAL","D5010 ELECTRICAL SERVICE & DISTRIBUTION","D501090 OTHER SERVICE AND DISTRIBUTION","Capacitor Bank - 480 V, 50 kVAR","D501090: ELECTRICAL, ELECTRICAL SERVICE & DISTRIBUTION, OTHER SERVICE AND DISTRIBUTION - Capacitor Bank - 480 V, 50 kVAR"]
[null,null,null,null,null,null,null,null,null,null,null,"23-23 17 15 37","Baggage Conveying and Dispensing Equipment","23-23 17 15 37: Baggage Conveying and Dispensing Equipment",null,null,21227,"D50 ELECTRICAL","D5010 ELECTRICAL SERVICE & DISTRIBUTION","D501090 OTHER SERVICE AND DISTRIBUTION","Capacitor Bank - 600 V, 10 kVAR","D501090: ELECTRICAL, ELECTRICAL SERVICE & DISTRIBUTION, OTHER SERVICE AND DISTRIBUTION - Capacitor Bank - 600 V, 10 kVAR"]
[null,null,null,null,null,null,null,null,null,null,null,"23-23 17 15 37 13","Baggage Dispensing Units","23-23 17 15 37 13: Baggage Dispensing Units",null,null,21219,"D50 ELECTRICAL","D5010 ELECTRICAL SERVICE & DISTRIBUTION","D501090 OTHER SERVICE AND DISTRIBUTION","Capacitor Bank - 600 V, 2 kVAR","D501090: ELECTRICAL, ELECTRICAL SERVICE & DISTRIBUTION, OTHER SERVICE AND DISTRIBUTION - Capacitor Bank - 600 V, 2 kVAR"]
[null,null,null,null,null,null,null,null,null,null,null,"23-23 17 17","Chutes","23-23 17 17: Chutes",null,null,21228,"D50 ELECTRICAL","D5010 ELECTRICAL SERVICE & DISTRIBUTION","D501090 OTHER SERVICE AND DISTRIBUTION","Capacitor Bank - 600 V, 20 kVAR","D501090: ELECTRICAL, ELECTRICAL SERVICE & DISTRIBUTION, OTHER SERVICE AND DISTRIBUTION - Capacitor Bank - 600 V, 20 kVAR"]
[null,null,null,null,null,null,null,null,null,null,null,"23-23 17 17 15","Laundry and Linen Chutes","23-23 17 17 15: Laundry and Linen Chutes",null,null,21225,"D50 ELECTRICAL","D5010 ELECTRICAL SERVICE & DISTRIBUTION","D501090 OTHER SERVICE AND DISTRIBUTION","Capacitor Bank - 600 V, 5 kVAR","D501090: ELECTRICAL, ELECTRICAL SERVICE & DISTRIBUTION, OTHER SERVICE AND DISTRIBUTION - Capacitor Bank - 600 V, 5 kVAR"]
[null,null,null,null,null,null,null,null,null,null,null,"23-23 17 17 17","Package Chutes","23-23 17 17 17: Package Chutes",null,null,21230,"D50 ELECTRICAL","D5010 ELECTRICAL SERVICE & DISTRIBUTION","D501090 OTHER SERVICE AND DISTRIBUTION","Capacitor Bank - 600 V, 50 kVAR","D501090: ELECTRICAL, ELECTRICAL SERVICE & DISTRIBUTION, OTHER SERVICE AND DISTRIBUTION - Capacitor Bank - 600 V, 50 kVAR"]
[null,null,null,null,null,null,null,null,null,null,null,"23-23 17 19 11","Apron Feeders","23-23 17 19 11: Apron Feeders",null,null,44185,"D50 ELECTRICAL","D5010 ELECTRICAL SERVICE & DISTRIBUTION","D501090 OTHER SERVICE AND DISTRIBUTION","Ducted Electrical Service Lateral","D501090: ELECTRICAL, ELECTRICAL SERVICE & DISTRIBUTION, OTHER SERVICE AND DISTRIBUTION - Ducted Electrical Service Lateral"]
[null,null,null,null,null,null,null,null,null,null,null,"23-23 17 19 13","Reciprocating Plate Feeders","23-23 17 19 13: Reciprocating Plate Feeders",null,null,44183,"D50 ELECTRICAL","D5010 ELECTRICAL SERVICE & DISTRIBUTION","D501090 OTHER SERVICE AND DISTRIBUTION","GFCI Receptacle","D501090: ELECTRICAL, ELECTRICAL SERVICE & DISTRIBUTION, OTHER SERVICE AND DISTRIBUTION - GFCI Receptacle"]
[null,null,null,null,null,null,null,null,null,null,null,"23-23 17 19 19","Vibratory Feeders","23-23 17 19 19: Vibratory Feeders",null,null,42260,"D50 ELECTRICAL","D5020 LIGHTING & BRANCH WIRING","D502001 BRANCH WIRING","Other","D502001: ELECTRICAL, LIGHTING & BRANCH WIRING, BRANCH WIRING - Other"]
[null,null,null,null,null,null,null,null,null,null,null,"23-23 17 21","Pneumatic Tube Systems","23-23 17 21: Pneumatic Tube Systems",null,null,43260,"D50 ELECTRICAL","D5020 LIGHTING & BRANCH WIRING","D502001 BRANCH WIRING","Unknown","D502001: ELECTRICAL, LIGHTING & BRANCH WIRING, BRANCH WIRING - Unknown"]
[null,null,null,null,null,null,null,null,null,null,null,"23-23 17 21 15","Pneumatic Tube Vacuum Boxes","23-23 17 21 15: Pneumatic Tube Vacuum Boxes",null,null,43261,"D50 ELECTRICAL","D5020 LIGHTING & BRANCH WIRING","D502002 LIGHTING EQUIPMENT","Unknown","D502002: ELECTRICAL, LIGHTING & BRANCH WIRING, LIGHTING EQUIPMENT - Unknown"]
[null,null,null,null,null,null,null,null,null,null,null,"23-23 17 21 17","Document Conveying Systems","23-23 17 21 17: Document Conveying Systems",null,null,21602,"D50 ELECTRICAL","D5020 LIGHTING & BRANCH WIRING","D502002 LIGHTING EQUIPMENT","Exit Lighting","D502002: ELECTRICAL, LIGHTING & BRANCH WIRING, LIGHTING EQUIPMENT - Exit Lighting"]
[null,null,null,null,null,null,null,null,null,null,null,"23-23 17 23 11 11","Hydraulic Bridge Cranes","23-23 17 23 11 11: Hydraulic Bridge Cranes",null,null,21272,"D50 ELECTRICAL","D5020 LIGHTING & BRANCH WIRING","D502002 LIGHTING EQUIPMENT","Explosion Proof Lighting - Fluorescent, ceiling mounted, 3-40 W, 4' L","D502002: ELECTRICAL, LIGHTING & BRANCH WIRING, LIGHTING EQUIPMENT - Explosion Proof Lighting - Fluorescent, ceiling mounted, 3-40 W, 4' L"]
[null,null,null,null,null,null,null,null,null,null,null,"23-23 17 23 11 11 11","Top Running Hydraulic Overhead Cranes","23-23 17 23 11 11 11: Top Running Hydraulic Overhead Cranes",null,null,21271,"D50 ELECTRICAL","D5020 LIGHTING & BRANCH WIRING","D502002 LIGHTING EQUIPMENT","Explosion Proof Lighting - Fluorescent, ceiling mounted, 4-40 W, 4' L","D502002: ELECTRICAL, LIGHTING & BRANCH WIRING, LIGHTING EQUIPMENT - Explosion Proof Lighting - Fluorescent, ceiling mounted, 4-40 W, 4' L"]
[null,null,null,null,null,null,null,null,null,null,null,"23-23 17 23 11 15","Hydraulic Jib Cranes","23-23 17 23 11 15: Hydraulic Jib Cranes",null,null,21270,"D50 ELECTRICAL","D5020 LIGHTING & BRANCH WIRING","D502002 LIGHTING EQUIPMENT","Explosion Proof Lighting - Metal halide, ceiling, pendent mounted, 200 W","D502002: ELECTRICAL, LIGHTING & BRANCH WIRING, LIGHTING EQUIPMENT - Explosion Proof Lighting - Metal halide, ceiling, pendent mounted, 200 W"]
[null,null,null,null,null,null,null,null,null,null,null,"23-23 17 23 11 19","Hydraulic Terrain Cranes","23-23 17 23 11 19: Hydraulic Terrain Cranes",null,null,21257,"D50 ELECTRICAL","D5020 LIGHTING & BRANCH WIRING","D502002 LIGHTING EQUIPMENT","Exterior Lighting - High pressure sodium, wall pack, 150 W","D502002: ELECTRICAL, LIGHTING & BRANCH WIRING, LIGHTING EQUIPMENT - Exterior Lighting - High pressure sodium, wall pack, 150 W"]
[null,null,null,null,null,null,null,null,null,null,null,"23-23 17 23 11 25","Hydraulic Track Cranes","23-23 17 23 11 25: Hydraulic Track Cranes",null,null,21258,"D50 ELECTRICAL","D5020 LIGHTING & BRANCH WIRING","D502002 LIGHTING EQUIPMENT","Exterior Lighting - Low pressure sodium, wall pack, 35 W","D502002: ELECTRICAL, LIGHTING & BRANCH WIRING, LIGHTING EQUIPMENT - Exterior Lighting - Low pressure sodium, wall pack, 35 W"]
[null,null,null,null,null,null,null,null,null,null,null,"23-23 17 23 11 27","Hydraulic Underslung Overhead Cranes","23-23 17 23 11 27: Hydraulic Underslung Overhead Cranes",null,null,21261,"D50 ELECTRICAL","D5020 LIGHTING & BRANCH WIRING","D502002 LIGHTING EQUIPMENT","Exterior Lighting - Low pressure sodium, wall pack, 55 W","D502002: ELECTRICAL, LIGHTING & BRANCH WIRING, LIGHTING EQUIPMENT - Exterior Lighting - Low pressure sodium, wall pack, 55 W"]
[null,null,null,null,null,null,null,null,null,null,null,"23-23 17 23 13 11","Mechanical Bridge Cranes","23-23 17 23 13 11: Mechanical Bridge Cranes",null,null,21259,"D50 ELECTRICAL","D5020 LIGHTING & BRANCH WIRING","D502002 LIGHTING EQUIPMENT","Exterior Lighting - Quartz, wall mounted, 1500 W","D502002: ELECTRICAL, LIGHTING & BRANCH WIRING, LIGHTING EQUIPMENT - Exterior Lighting - Quartz, wall mounted, 1500 W"]
[null,null,null,null,null,null,null,null,null,null,null,"23-23 17 23 13 11 11","Top Running Mechanical Overhead Cranes","23-23 17 23 13 11 11: Top Running Mechanical Overhead Cranes",null,null,21260,"D50 ELECTRICAL","D5020 LIGHTING & BRANCH WIRING","D502002 LIGHTING EQUIPMENT","Exterior Lighting - Quartz, wall mounted, 500 W","D502002: ELECTRICAL, LIGHTING & BRANCH WIRING, LIGHTING EQUIPMENT - Exterior Lighting - Quartz, wall mounted, 500 W"]
[null,null,null,null,null,null,null,null,null,null,null,"23-23 17 23 13 15","Mechanical Jib Cranes","23-23 17 23 13 15: Mechanical Jib Cranes",null,null,44047,"D50 ELECTRICAL","D5020 LIGHTING & BRANCH WIRING","D502002 LIGHTING EQUIPMENT","Interior Lighting, FL - 2 Lamp T12","D502002: ELECTRICAL, LIGHTING & BRANCH WIRING, LIGHTING EQUIPMENT - Interior Lighting, FL - 2 Lamp T12"]
[null,null,null,null,null,null,null,null,null,null,null,"23-23 17 23 13 17","Mechanical Mobile Cranes","23-23 17 23 13 17: Mechanical Mobile Cranes",null,null,44043,"D50 ELECTRICAL","D5020 LIGHTING & BRANCH WIRING","D502002 LIGHTING EQUIPMENT","Interior Lighting, FL - 2 Lamp T8","D502002: ELECTRICAL, LIGHTING & BRANCH WIRING, LIGHTING EQUIPMENT - Interior Lighting, FL - 2 Lamp T8"]
[null,null,null,null,null,null,null,null,null,null,null,"23-23 17 23 13 23","Mechanical Tower Cranes","23-23 17 23 13 23: Mechanical Tower Cranes",null,null,44049,"D50 ELECTRICAL","D5020 LIGHTING & BRANCH WIRING","D502002 LIGHTING EQUIPMENT","Interior Lighting, FL - 4 Lamp T12","D502002: ELECTRICAL, LIGHTING & BRANCH WIRING, LIGHTING EQUIPMENT - Interior Lighting, FL - 4 Lamp T12"]
[null,null,null,null,null,null,null,null,null,null,null,"23-23 17 23 13 25","Mechanical Track Cranes","23-23 17 23 13 25: Mechanical Track Cranes",null,null,44052,"D50 ELECTRICAL","D5020 LIGHTING & BRANCH WIRING","D502002 LIGHTING EQUIPMENT","Interior Lighting, FL - 4 Lamp T5, HO","D502002: ELECTRICAL, LIGHTING & BRANCH WIRING, LIGHTING EQUIPMENT - Interior Lighting, FL - 4 Lamp T5, HO"]
[null,null,null,null,null,null,null,null,null,null,null,"23-23 17 23 15","Electric Cranes","23-23 17 23 15: Electric Cranes",null,null,44053,"D50 ELECTRICAL","D5020 LIGHTING & BRANCH WIRING","D502002 LIGHTING EQUIPMENT","Interior Lighting, FL - 6 Lamp T5, HO","D502002: ELECTRICAL, LIGHTING & BRANCH WIRING, LIGHTING EQUIPMENT - Interior Lighting, FL - 6 Lamp T5, HO"]
[null,null,null,null,null,null,null,null,null,null,null,"23-23 17 23 15 11","Electric Bridge Cranes","23-23 17 23 15 11: Electric Bridge Cranes",null,null,44051,"D50 ELECTRICAL","D5020 LIGHTING & BRANCH WIRING","D502002 LIGHTING EQUIPMENT","Interior Lighting, FL - 6 Lamp T8, HO","D502002: ELECTRICAL, LIGHTING & BRANCH WIRING, LIGHTING EQUIPMENT - Interior Lighting, FL - 6 Lamp T8, HO"]
[null,null,null,null,null,null,null,null,null,null,null,"23-23 17 23 15 17","Electric Gantry Cranes","23-23 17 23 15 17: Electric Gantry Cranes",null,null,21268,"D50 ELECTRICAL","D5020 LIGHTING & BRANCH WIRING","D502002 LIGHTING EQUIPMENT","Interior Lighting, Fluorescent - Recessed Fixture (Type C)","D502002: ELECTRICAL, LIGHTING & BRANCH WIRING, LIGHTING EQUIPMENT - Interior Lighting, Fluorescent - Recessed Fixture (Type C)"]
[null,null,null,null,null,null,null,null,null,null,null,"23-23 17 23 15 19","Electric Jib Cranes","23-23 17 23 15 19: Electric Jib Cranes",null,null,21266,"D50 ELECTRICAL","D5020 LIGHTING & BRANCH WIRING","D502002 LIGHTING EQUIPMENT","Interior Lighting, Fluorescent - Strip Fixture (Type A)","D502002: ELECTRICAL, LIGHTING & BRANCH WIRING, LIGHTING EQUIPMENT - Interior Lighting, Fluorescent - Strip Fixture (Type A)"]
[null,null,null,null,null,null,null,null,null,null,null,"23-23 17 23 15 27","Electric Tower Cranes","23-23 17 23 15 27: Electric Tower Cranes",null,null,21250,"D50 ELECTRICAL","D5020 LIGHTING & BRANCH WIRING","D502002 LIGHTING EQUIPMENT","Interior Lighting, High Intensity - High Pressure Sodium 150 W (Type K)","D502002: ELECTRICAL, LIGHTING & BRANCH WIRING, LIGHTING EQUIPMENT - Interior Lighting, High Intensity - High Pressure Sodium 150 W (Type K)"]
[null,null,null,null,null,null,null,null,null,null,null,"23-23 17 23 15 29","Electric Track Cranes","23-23 17 23 15 29: Electric Track Cranes",null,null,21249,"D50 ELECTRICAL","D5020 LIGHTING & BRANCH WIRING","D502002 LIGHTING EQUIPMENT","Interior Lighting, High Intensity - High Pressure Sodium 400 W (Type C)","D502002: ELECTRICAL, LIGHTING & BRANCH WIRING, LIGHTING EQUIPMENT - Interior Lighting, High Intensity - High Pressure Sodium 400 W (Type C)"]
[null,null,null,null,null,null,null,null,null,null,null,"23-23 17 25","Derricks","23-23 17 25: Derricks",null,null,21247,"D50 ELECTRICAL","D5020 LIGHTING & BRANCH WIRING","D502002 LIGHTING EQUIPMENT","Interior Lighting, High Intensity - Metal Halide 400 W (Type B)","D502002: ELECTRICAL, LIGHTING & BRANCH WIRING, LIGHTING EQUIPMENT - Interior Lighting, High Intensity - Metal Halide 400 W (Type B)"]
[null,null,null,null,null,null,null,null,null,null,null,"23-23 17 27","Hoists","23-23 17 27: Hoists",null,null,21603,"D50 ELECTRICAL","D5020 LIGHTING & BRANCH WIRING","D502002 LIGHTING EQUIPMENT","Interior Lighting, Incandescent","D502002: ELECTRICAL, LIGHTING & BRANCH WIRING, LIGHTING EQUIPMENT - Interior Lighting, Incandescent"]
[null,null,null,null,null,null,null,null,null,null,null,"23-23 17 27 11 13","Electric Fixed Hoists","23-23 17 27 11 13: Electric Fixed Hoists",null,null,21263,"D50 ELECTRICAL","D5020 LIGHTING & BRANCH WIRING","D502002 LIGHTING EQUIPMENT","Interior Lighting, Incandescent - Recessed R-40 flood lamp w/flat reflector 150 W (Type D)","D502002: ELECTRICAL, LIGHTING & BRANCH WIRING, LIGHTING EQUIPMENT - Interior Lighting, Incandescent - Recessed R-40 flood lamp w/flat reflector 150 W (Type D)"]
[null,null,null,null,null,null,null,null,null,null,null,"23-23 17 27 11 15","Manual Fixed Hoists","23-23 17 27 11 15: Manual Fixed Hoists",null,null,21262,"D50 ELECTRICAL","D5020 LIGHTING & BRANCH WIRING","D502002 LIGHTING EQUIPMENT","Interior Lighting, Incandescent - Recessed reflector w/flat glass lens 150 W (Type A)","D502002: ELECTRICAL, LIGHTING & BRANCH WIRING, LIGHTING EQUIPMENT - Interior Lighting, Incandescent - Recessed reflector w/flat glass lens 150 W (Type A)"]
[null,null,null,null,null,null,null,null,null,null,null,"23-23 17 27 13 11","Pneumatic Trolley Hoists","23-23 17 27 13 11: Pneumatic Trolley Hoists",null,null,41262,"D50 ELECTRICAL","D5020 LIGHTING & BRANCH WIRING","D502090 OTHER LIGHTING AND BRANCH WIRING","General","D502090: ELECTRICAL, LIGHTING & BRANCH WIRING, OTHER LIGHTING AND BRANCH WIRING - General"]
[null,null,null,null,null,null,null,null,null,null,null,"23-23 17 27 13 13","Electric Trolley Hoists","23-23 17 27 13 13: Electric Trolley Hoists",null,null,21600,"D50 ELECTRICAL","D5020 LIGHTING & BRANCH WIRING","D502090 OTHER LIGHTING AND BRANCH WIRING","Other","D502090: ELECTRICAL, LIGHTING & BRANCH WIRING, OTHER LIGHTING AND BRANCH WIRING - Other"]
[null,null,null,null,null,null,null,null,null,null,null,"23-23 19 11","Stage Turntables","23-23 19 11: Stage Turntables",null,null,42263,"D50 ELECTRICAL","D5030 COMMUNICATIONS & SECURITY","D503001 TELECOMMUNICATIONS SYSTEMS","Other","D503001: ELECTRICAL, COMMUNICATIONS & SECURITY, TELECOMMUNICATIONS SYSTEMS - Other"]
[null,null,null,null,null,null,null,null,null,null,null,"23-23 19 13","Exhibit and Display Turntables","23-23 19 13: Exhibit and Display Turntables",null,null,43263,"D50 ELECTRICAL","D5030 COMMUNICATIONS & SECURITY","D503001 TELECOMMUNICATIONS SYSTEMS","Unknown","D503001: ELECTRICAL, COMMUNICATIONS & SECURITY, TELECOMMUNICATIONS SYSTEMS - Unknown"]
[null,null,null,null,null,null,null,null,null,null,null,"23-23 23 11","Loading Dock Bumpers Seals","23-23 23 11: Loading Dock Bumpers Seals",null,null,44190,"D50 ELECTRICAL","D5030 COMMUNICATIONS & SECURITY","D503001 TELECOMMUNICATIONS SYSTEMS","Overhead Telecommunications Service Lateral","D503001: ELECTRICAL, COMMUNICATIONS & SECURITY, TELECOMMUNICATIONS SYSTEMS - Overhead Telecommunications Service Lateral"]
[null,null,null,null,null,null,null,null,null,null,null,"23-23 23 13","Dock Levelers","23-23 23 13: Dock Levelers",null,null,21287,"D50 ELECTRICAL","D5030 COMMUNICATIONS & SECURITY","D503002 PUBLIC ADDRESS SYSTEMS","  6 outlets","D503002: ELECTRICAL, COMMUNICATIONS & SECURITY, PUBLIC ADDRESS SYSTEMS -  6 outlets"]
[null,null,null,null,null,null,null,null,null,null,null,"23-23 23 15","Loading Dock Lifts","23-23 23 15: Loading Dock Lifts",null,null,42264,"D50 ELECTRICAL","D5030 COMMUNICATIONS & SECURITY","D503002 PUBLIC ADDRESS SYSTEMS","Other","D503002: ELECTRICAL, COMMUNICATIONS & SECURITY, PUBLIC ADDRESS SYSTEMS - Other"]
[null,null,null,null,null,null,null,null,null,null,null,"23-23 23 15 11","Powered Loading Dock Lifts","23-23 23 15 11: Powered Loading Dock Lifts",null,null,43264,"D50 ELECTRICAL","D5030 COMMUNICATIONS & SECURITY","D503002 PUBLIC ADDRESS SYSTEMS","Unknown","D503002: ELECTRICAL, COMMUNICATIONS & SECURITY, PUBLIC ADDRESS SYSTEMS - Unknown"]
[null,null,null,null,null,null,null,null,null,null,null,"23-23 23 17 11","Portable Loading Dock Ramps","23-23 23 17 11: Portable Loading Dock Ramps",null,null,21279,"D50 ELECTRICAL","D5030 COMMUNICATIONS & SECURITY","D503003 INTERCOMMUNICATIONS SYSTEMS"," 12 stations","D503003: ELECTRICAL, COMMUNICATIONS & SECURITY, INTERCOMMUNICATIONS SYSTEMS - 12 stations"]
[null,null,null,null,null,null,null,null,null,null,null,"23-23 23 17 13","Portable Loading Dock Bridges","23-23 23 17 13: Portable Loading Dock Bridges",null,null,21278,"D50 ELECTRICAL","D5030 COMMUNICATIONS & SECURITY","D503003 INTERCOMMUNICATIONS SYSTEMS"," 25 stations","D503003: ELECTRICAL, COMMUNICATIONS & SECURITY, INTERCOMMUNICATIONS SYSTEMS - 25 stations"]
[null,null,null,null,null,null,null,null,null,null,null,"23-23 23 19 11","Inflatable Loading Dock Seals","23-23 23 19 11: Inflatable Loading Dock Seals",null,null,42265,"D50 ELECTRICAL","D5030 COMMUNICATIONS & SECURITY","D503003 INTERCOMMUNICATIONS SYSTEMS","Other","D503003: ELECTRICAL, COMMUNICATIONS & SECURITY, INTERCOMMUNICATIONS SYSTEMS - Other"]
[null,null,null,null,null,null,null,null,null,null,null,"23-23 23 19 13","Loading Dock Weather Seals","23-23 23 19 13: Loading Dock Weather Seals",null,null,43265,"D50 ELECTRICAL","D5030 COMMUNICATIONS & SECURITY","D503003 INTERCOMMUNICATIONS SYSTEMS","Unknown","D503003: ELECTRICAL, COMMUNICATIONS & SECURITY, INTERCOMMUNICATIONS SYSTEMS - Unknown"]
[null,null,null,null,null,null,null,null,null,null,null,"23-23 23 23 11","Electric Loading Dock Vehicle Restraints","23-23 23 23 11: Electric Loading Dock Vehicle Restraints",null,null,42266,"D50 ELECTRICAL","D5030 COMMUNICATIONS & SECURITY","D503004 TELEVISION SYSTEMS","Other","D503004: ELECTRICAL, COMMUNICATIONS & SECURITY, TELEVISION SYSTEMS - Other"]
[null,null,null,null,null,null,null,null,null,null,null,"23-23 23 23 13","Electro Magnetic Loading Dock Vehicle Restraints","23-23 23 23 13: Electro Magnetic Loading Dock Vehicle Restraints",null,null,43266,"D50 ELECTRICAL","D5030 COMMUNICATIONS & SECURITY","D503004 TELEVISION SYSTEMS","Unknown","D503004: ELECTRICAL, COMMUNICATIONS & SECURITY, TELEVISION SYSTEMS - Unknown"]
[null,null,null,null,null,null,null,null,null,null,null,"23-23 25 11 11","Beam Suspended Scaffolding","23-23 25 11 11: Beam Suspended Scaffolding",null,null,44193,"D50 ELECTRICAL","D5030 COMMUNICATIONS & SECURITY","D503004 TELEVISION SYSTEMS","Overhead Cable Television Service Lateral","D503004: ELECTRICAL, COMMUNICATIONS & SECURITY, TELEVISION SYSTEMS - Overhead Cable Television Service Lateral"]
[null,null,null,null,null,null,null,null,null,null,null,"23-23 25 11 13","Carriage Suspended Scaffolding","23-23 25 11 13: Carriage Suspended Scaffolding",null,null,41267,"D50 ELECTRICAL","D5030 COMMUNICATIONS & SECURITY","D503005 SECURITY SYSTEMS","General","D503005: ELECTRICAL, COMMUNICATIONS & SECURITY, SECURITY SYSTEMS - General"]
[null,null,null,null,null,null,null,null,null,null,null,"23-23 25 13 11","Scaffolding Manual Rope Climbers","23-23 25 13 11: Scaffolding Manual Rope Climbers",null,null,41268,"D50 ELECTRICAL","D5030 COMMUNICATIONS & SECURITY","D503006 NURSE CALL SYSTEMS","General","D503006: ELECTRICAL, COMMUNICATIONS & SECURITY, NURSE CALL SYSTEMS - General"]
[null,null,null,null,null,null,null,null,null,null,null,"23-23 25 13 13","Scaffolding Powered Rope Climbers","23-23 25 13 13: Scaffolding Powered Rope Climbers",null,null,42268,"D50 ELECTRICAL","D5030 COMMUNICATIONS & SECURITY","D503006 NURSE CALL SYSTEMS","Other","D503006: ELECTRICAL, COMMUNICATIONS & SECURITY, NURSE CALL SYSTEMS - Other"]
[null,null,null,null,null,null,null,null,null,null,null,"23-23 25 15 13","Pneumatic Scaffolding Telescoping Platforms","23-23 25 15 13: Pneumatic Scaffolding Telescoping Platforms",null,null,42269,"D50 ELECTRICAL","D5030 COMMUNICATIONS & SECURITY","D503007 CLOCK & PROGRAM SYSTEMS","Other","D503007: ELECTRICAL, COMMUNICATIONS & SECURITY, CLOCK & PROGRAM SYSTEMS - Other"]
[null,null,null,null,null,null,null,null,null,null,null,"23-25 11 11","Anesthesiology Furnishings","23-25 11 11: Anesthesiology Furnishings",null,null,21607,"D50 ELECTRICAL","D5030 COMMUNICATIONS & SECURITY","D503090 OTHER COMMUNICATIONS & ALARM SYSTEMS","General","D503090: ELECTRICAL, COMMUNICATIONS & SECURITY, OTHER COMMUNICATIONS & ALARM SYSTEMS - General"]
[null,null,null,null,null,null,null,null,null,null,null,"23-25 11 13 13","Anesthesia Gas Equipment","23-25 11 13 13: Anesthesia Gas Equipment",null,null,41271,"D50 ELECTRICAL","D5090 OTHER ELECTRICAL SERVICES","D509001 GENERAL CONSTRUCTION ITEMS (ELECTRICAL)","General","D509001: ELECTRICAL, OTHER ELECTRICAL SERVICES, GENERAL CONSTRUCTION ITEMS (ELECTRICAL) - General"]
[null,null,null,null,null,null,null,null,null,null,null,"23-25 11 13 15","Anesthesia Absorber Units","23-25 11 13 15: Anesthesia Absorber Units",null,null,42271,"D50 ELECTRICAL","D5090 OTHER ELECTRICAL SERVICES","D509001 GENERAL CONSTRUCTION ITEMS (ELECTRICAL)","Other","D509001: ELECTRICAL, OTHER ELECTRICAL SERVICES, GENERAL CONSTRUCTION ITEMS (ELECTRICAL) - Other"]
[null,null,null,null,null,null,null,null,null,null,null,"23-25 11 13 21","Anesthesia Equipment Calibrators","23-25 11 13 21: Anesthesia Equipment Calibrators",null,null,42272,"D50 ELECTRICAL","D5090 OTHER ELECTRICAL SERVICES","D509002 EMERGENCY LIGHTING & POWER","Other","D509002: ELECTRICAL, OTHER ELECTRICAL SERVICES, EMERGENCY LIGHTING & POWER - Other"]
[null,null,null,null,null,null,null,null,null,null,null,"23-25 11 13 23","Anesthesia Inhalation Analgesia Units","23-25 11 13 23: Anesthesia Inhalation Analgesia Units",null,null,43272,"D50 ELECTRICAL","D5090 OTHER ELECTRICAL SERVICES","D509002 EMERGENCY LIGHTING & POWER","Unknown","D509002: ELECTRICAL, OTHER ELECTRICAL SERVICES, EMERGENCY LIGHTING & POWER - Unknown"]
[null,null,null,null,null,null,null,null,null,null,null,"23-25 11 13 25","Respiratory Monitoring Products","23-25 11 13 25: Respiratory Monitoring Products",null,null,21321,"D50 ELECTRICAL","D5090 OTHER ELECTRICAL SERVICES","D509002 EMERGENCY LIGHTING & POWER","Emergency Lighting - Nickel cadmium battery, twin sealed beam light","D509002: ELECTRICAL, OTHER ELECTRICAL SERVICES, EMERGENCY LIGHTING & POWER - Emergency Lighting - Nickel cadmium battery, twin sealed beam light"]
[null,null,null,null,null,null,null,null,null,null,null,"23-25 11 13 25 11","Apnea Monitors","23-25 11 13 25 11: Apnea Monitors",null,null,21320,"D50 ELECTRICAL","D5090 OTHER ELECTRICAL SERVICES","D509002 EMERGENCY LIGHTING & POWER","Emergency Lighting - Self-contained, fluorescent lamp pack","D509002: ELECTRICAL, OTHER ELECTRICAL SERVICES, EMERGENCY LIGHTING & POWER - Emergency Lighting - Self-contained, fluorescent lamp pack"]
[null,null,null,null,null,null,null,null,null,null,null,"23-25 11 13 25 17","Esophageal Motility Recording Units","23-25 11 13 25 17: Esophageal Motility Recording Units",null,null,21301,"D50 ELECTRICAL","D5090 OTHER ELECTRICAL SERVICES","D509002 EMERGENCY LIGHTING & POWER","Generators - Diesel, 1000 kW","D509002: ELECTRICAL, OTHER ELECTRICAL SERVICES, EMERGENCY LIGHTING & POWER - Generators - Diesel, 1000 kW"]
[null,null,null,null,null,null,null,null,null,null,null,"23-25 11 13 25 19","Esophageal Stethoscopes","23-25 11 13 25 19: Esophageal Stethoscopes",null,null,21306,"D50 ELECTRICAL","D5090 OTHER ELECTRICAL SERVICES","D509002 EMERGENCY LIGHTING & POWER","Generators - Diesel, 125 kW","D509002: ELECTRICAL, OTHER ELECTRICAL SERVICES, EMERGENCY LIGHTING & POWER - Generators - Diesel, 125 kW"]
[null,null,null,null,null,null,null,null,null,null,null,"23-25 11 13 25 25","Respiratory Monitoring Kits","23-25 11 13 25 25: Respiratory Monitoring Kits",null,null,21291,"D50 ELECTRICAL","D5090 OTHER ELECTRICAL SERVICES","D509002 EMERGENCY LIGHTING & POWER","Generators - Diesel, 200 kW","D509002: ELECTRICAL, OTHER ELECTRICAL SERVICES, EMERGENCY LIGHTING & POWER - Generators - Diesel, 200 kW"]
[null,null,null,null,null,null,null,null,null,null,null,"23-25 11 13 27","Pulmonary Function Products","23-25 11 13 27: Pulmonary Function Products",null,null,21292,"D50 ELECTRICAL","D5090 OTHER ELECTRICAL SERVICES","D509002 EMERGENCY LIGHTING & POWER","Generators - Diesel, 250 kW","D509002: ELECTRICAL, OTHER ELECTRICAL SERVICES, EMERGENCY LIGHTING & POWER - Generators - Diesel, 250 kW"]
[null,null,null,null,null,null,null,null,null,null,null,"23-25 11 13 27 15","Pneumotachs","23-25 11 13 27 15: Pneumotachs",null,null,21294,"D50 ELECTRICAL","D5090 OTHER ELECTRICAL SERVICES","D509002 EMERGENCY LIGHTING & POWER","Generators - Diesel, 300 kW","D509002: ELECTRICAL, OTHER ELECTRICAL SERVICES, EMERGENCY LIGHTING & POWER - Generators - Diesel, 300 kW"]
[null,null,null,null,null,null,null,null,null,null,null,"23-25 11 13 27 15 11","Lilly Pneumotachs","23-25 11 13 27 15 11: Lilly Pneumotachs",null,null,21295,"D50 ELECTRICAL","D5090 OTHER ELECTRICAL SERVICES","D509002 EMERGENCY LIGHTING & POWER","Generators - Diesel, 350 kW","D509002: ELECTRICAL, OTHER ELECTRICAL SERVICES, EMERGENCY LIGHTING & POWER - Generators - Diesel, 350 kW"]
[null,null,null,null,null,null,null,null,null,null,null,"23-25 11 13 27 17","Pulmonary Calibration Devices","23-25 11 13 27 17: Pulmonary Calibration Devices",null,null,21313,"D50 ELECTRICAL","D5090 OTHER ELECTRICAL SERVICES","D509002 EMERGENCY LIGHTING & POWER","Generators - Diesel, 50 kW","D509002: ELECTRICAL, OTHER ELECTRICAL SERVICES, EMERGENCY LIGHTING & POWER - Generators - Diesel, 50 kW"]
[null,null,null,null,null,null,null,null,null,null,null,"23-25 11 13 27 23","Pulmonary Gas Analyzers","23-25 11 13 27 23: Pulmonary Gas Analyzers",null,null,21303,"D50 ELECTRICAL","D5090 OTHER ELECTRICAL SERVICES","D509002 EMERGENCY LIGHTING & POWER","Generators - Diesel, 600 kW","D509002: ELECTRICAL, OTHER ELECTRICAL SERVICES, EMERGENCY LIGHTING & POWER - Generators - Diesel, 600 kW"]
[null,null,null,null,null,null,null,null,null,null,null,"23-25 11 13 27 29","Pulmonary Pressure Monitors","23-25 11 13 27 29: Pulmonary Pressure Monitors",null,null,21289,"D50 ELECTRICAL","D5090 OTHER ELECTRICAL SERVICES","D509002 EMERGENCY LIGHTING & POWER","Generators - Diesel, 750 kW","D509002: ELECTRICAL, OTHER ELECTRICAL SERVICES, EMERGENCY LIGHTING & POWER - Generators - Diesel, 750 kW"]
[null,null,null,null,null,null,null,null,null,null,null,"23-25 11 13 27 31","Pulmonary Ventilation Monitors","23-25 11 13 27 31: Pulmonary Ventilation Monitors",null,null,21300,"D50 ELECTRICAL","D5090 OTHER ELECTRICAL SERVICES","D509002 EMERGENCY LIGHTING & POWER","Generators - Diesel, 800 kW","D509002: ELECTRICAL, OTHER ELECTRICAL SERVICES, EMERGENCY LIGHTING & POWER - Generators - Diesel, 800 kW"]
[null,null,null,null,null,null,null,null,null,null,null,"23-25 11 13 27 37","Spirometers","23-25 11 13 27 37: Spirometers",null,null,21305,"D50 ELECTRICAL","D5090 OTHER ELECTRICAL SERVICES","D509002 EMERGENCY LIGHTING & POWER","Generators - Gas, 11.5 kW","D509002: ELECTRICAL, OTHER ELECTRICAL SERVICES, EMERGENCY LIGHTING & POWER - Generators - Gas, 11.5 kW"]
[null,null,null,null,null,null,null,null,null,null,null,"23-25 11 13 27 37 11","Diagnostic Spirometers","23-25 11 13 27 37 11: Diagnostic Spirometers",null,null,21317,"D50 ELECTRICAL","D5090 OTHER ELECTRICAL SERVICES","D509002 EMERGENCY LIGHTING & POWER","Generators - Gas, 125 kW","D509002: ELECTRICAL, OTHER ELECTRICAL SERVICES, EMERGENCY LIGHTING & POWER - Generators - Gas, 125 kW"]
[null,null,null,null,null,null,null,null,null,null,null,"23-25 11 13 29","Oxygen Delivery Products","23-25 11 13 29: Oxygen Delivery Products",null,null,21304,"D50 ELECTRICAL","D5090 OTHER ELECTRICAL SERVICES","D509002 EMERGENCY LIGHTING & POWER","Generators - Gas, 35 kW","D509002: ELECTRICAL, OTHER ELECTRICAL SERVICES, EMERGENCY LIGHTING & POWER - Generators - Gas, 35 kW"]
[null,null,null,null,null,null,null,null,null,null,null,"23-25 11 13 29 11","Oxygen Concentrators","23-25 11 13 29 11: Oxygen Concentrators",null,null,21308,"D50 ELECTRICAL","D5090 OTHER ELECTRICAL SERVICES","D509002 EMERGENCY LIGHTING & POWER","Generators - Gas, 60 kW","D509002: ELECTRICAL, OTHER ELECTRICAL SERVICES, EMERGENCY LIGHTING & POWER - Generators - Gas, 60 kW"]
[null,null,null,null,null,null,null,null,null,null,null,"23-25 11 13 29 17","Oxygen Compressors","23-25 11 13 29 17: Oxygen Compressors",null,null,21613,"D50 ELECTRICAL","D5090 OTHER ELECTRICAL SERVICES","D509002 EMERGENCY LIGHTING & POWER","Uninterruptible Power Supply","D509002: ELECTRICAL, OTHER ELECTRICAL SERVICES, EMERGENCY LIGHTING & POWER - Uninterruptible Power Supply"]
[null,null,null,null,null,null,null,null,null,null,null,"23-25 11 13 29 19","Medical Oxygen Head Hoods","23-25 11 13 29 19: Medical Oxygen Head Hoods",null,null,21330,"D50 ELECTRICAL","D5090 OTHER ELECTRICAL SERVICES","D509002 EMERGENCY LIGHTING & POWER","Uninterruptible Power Supply - 0.35 kVA","D509002: ELECTRICAL, OTHER ELECTRICAL SERVICES, EMERGENCY LIGHTING & POWER - Uninterruptible Power Supply - 0.35 kVA"]
[null,null,null,null,null,null,null,null,null,null,null,"23-25 11 13 29 25","Medical Inhalators","23-25 11 13 29 25: Medical Inhalators",null,null,21328,"D50 ELECTRICAL","D5090 OTHER ELECTRICAL SERVICES","D509002 EMERGENCY LIGHTING & POWER","Uninterruptible Power Supply - 1.0 kVA","D509002: ELECTRICAL, OTHER ELECTRICAL SERVICES, EMERGENCY LIGHTING & POWER - Uninterruptible Power Supply - 1.0 kVA"]
[null,null,null,null,null,null,null,null,null,null,null,"23-25 11 13 29 27","Oxygen Therapy Delivery Equipment","23-25 11 13 29 27: Oxygen Therapy Delivery Equipment",null,null,21332,"D50 ELECTRICAL","D5090 OTHER ELECTRICAL SERVICES","D509002 EMERGENCY LIGHTING & POWER","Uninterruptible Power Supply - 1.5 kVA","D509002: ELECTRICAL, OTHER ELECTRICAL SERVICES, EMERGENCY LIGHTING & POWER - Uninterruptible Power Supply - 1.5 kVA"]
[null,null,null,null,null,null,null,null,null,null,null,"23-25 11 13 31","Airway Management Products","23-25 11 13 31: Airway Management Products",null,null,21331,"D50 ELECTRICAL","D5090 OTHER ELECTRICAL SERVICES","D509002 EMERGENCY LIGHTING & POWER","Uninterruptible Power Supply - 2 kVA","D509002: ELECTRICAL, OTHER ELECTRICAL SERVICES, EMERGENCY LIGHTING & POWER - Uninterruptible Power Supply - 2 kVA"]
[null,null,null,null,null,null,null,null,null,null,null,"23-25 11 13 33","Intubation Products","23-25 11 13 33: Intubation Products",null,null,21323,"D50 ELECTRICAL","D5090 OTHER ELECTRICAL SERVICES","D509002 EMERGENCY LIGHTING & POWER","Uninterruptible Power Supply - 7.5 kVA","D509002: ELECTRICAL, OTHER ELECTRICAL SERVICES, EMERGENCY LIGHTING & POWER - Uninterruptible Power Supply - 7.5 kVA"]
[null,null,null,null,null,null,null,null,null,null,null,"23-25 11 13 33 13","Intubation Benders","23-25 11 13 33 13: Intubation Benders",null,null,42273,"D50 ELECTRICAL","D5090 OTHER ELECTRICAL SERVICES","D509003 GROUNDING SYSTEMS","Other","D509003: ELECTRICAL, OTHER ELECTRICAL SERVICES, GROUNDING SYSTEMS - Other"]
[null,null,null,null,null,null,null,null,null,null,null,"23-25 11 13 33 15","Intubation Gauges","23-25 11 13 33 15: Intubation Gauges",null,null,43273,"D50 ELECTRICAL","D5090 OTHER ELECTRICAL SERVICES","D509003 GROUNDING SYSTEMS","Unknown","D509003: ELECTRICAL, OTHER ELECTRICAL SERVICES, GROUNDING SYSTEMS - Unknown"]
[null,null,null,null,null,null,null,null,null,null,null,"23-25 11 13 35","Negative Pressure Ventilators","23-25 11 13 35: Negative Pressure Ventilators",null,null,43274,"D50 ELECTRICAL","D5090 OTHER ELECTRICAL SERVICES","D509004 LIGHTNING PROTECTION","Unknown","D509004: ELECTRICAL, OTHER ELECTRICAL SERVICES, LIGHTNING PROTECTION - Unknown"]
[null,null,null,null,null,null,null,null,null,null,null,"23-25 11 13 35 11","Iron Lungs","23-25 11 13 35 11: Iron Lungs",null,null,41275,"D50 ELECTRICAL","D5090 OTHER ELECTRICAL SERVICES","D509005 ELECTRIC HEATING","General","D509005: ELECTRICAL, OTHER ELECTRICAL SERVICES, ELECTRIC HEATING - General"]
[null,null,null,null,null,null,null,null,null,null,null,"23-25 11 13 37 11","Intermittent Positive Pressure Breathing Ventilator Units","23-25 11 13 37 11: Intermittent Positive Pressure Breathing Ventilator Units",null,null,41276,"D50 ELECTRICAL","D5090 OTHER ELECTRICAL SERVICES","D509006 ENERGY MANAGEMENT CONTROL SYSTEM","General","D509006: ELECTRICAL, OTHER ELECTRICAL SERVICES, ENERGY MANAGEMENT CONTROL SYSTEM - General"]
[null,null,null,null,null,null,null,null,null,null,null,"23-25 11 13 37 13","Non Invasive Continuous Positive Air Pressure Ventilator Units","23-25 11 13 37 13: Non Invasive Continuous Positive Air Pressure Ventilator Units",null,null,42276,"D50 ELECTRICAL","D5090 OTHER ELECTRICAL SERVICES","D509006 ENERGY MANAGEMENT CONTROL SYSTEM","Other","D509006: ELECTRICAL, OTHER ELECTRICAL SERVICES, ENERGY MANAGEMENT CONTROL SYSTEM - Other"]
[null,null,null,null,null,null,null,null,null,null,null,"23-25 11 13 37 19","Adult Intensive Care Ventilators","23-25 11 13 37 19: Adult Intensive Care Ventilators",null,null,21614,"D50 ELECTRICAL","D5090 OTHER ELECTRICAL SERVICES","D509090 OTHER SPECIAL SYSTEMS AND DEVICES","Other","D509090: ELECTRICAL, OTHER ELECTRICAL SERVICES, OTHER SPECIAL SYSTEMS AND DEVICES - Other"]
[null,null,null,null,null,null,null,null,null,null,null,"23-25 11 13 37 21","High Frequency Ventilators","23-25 11 13 37 21: High Frequency Ventilators",null,null,43277,"D50 ELECTRICAL","D5090 OTHER ELECTRICAL SERVICES","D509090 OTHER SPECIAL SYSTEMS AND DEVICES","Unknown","D509090: ELECTRICAL, OTHER ELECTRICAL SERVICES, OTHER SPECIAL SYSTEMS AND DEVICES - Unknown"]
[null,null,null,null,null,null,null,null,null,null,null,"23-25 11 13 37 27","Ventilator Water Traps","23-25 11 13 37 27: Ventilator Water Traps",null,null,43278,"E10 EQUIPMENT","E1010 COMMERCIAL EQUIPMENT","E101001 CHECKROOM EQUIPMENT","Unknown","E101001: EQUIPMENT, COMMERCIAL EQUIPMENT, CHECKROOM EQUIPMENT - Unknown"]
[null,null,null,null,null,null,null,null,null,null,null,"23-25 11 13 37 29","Ventilator Gas Sampling Ports","23-25 11 13 37 29: Ventilator Gas Sampling Ports",null,null,41279,"E10 EQUIPMENT","E1010 COMMERCIAL EQUIPMENT","E101002 REGISTRATION EQUIPMENT","General","E101002: EQUIPMENT, COMMERCIAL EQUIPMENT, REGISTRATION EQUIPMENT - General"]
[null,null,null,null,null,null,null,null,null,null,null,"23-25 11 13 39","Resuscitation Products","23-25 11 13 39: Resuscitation Products",null,null,41280,"E10 EQUIPMENT","E1010 COMMERCIAL EQUIPMENT","E101003 VENDING EQUIPMENT","General","E101003: EQUIPMENT, COMMERCIAL EQUIPMENT, VENDING EQUIPMENT - General"]
[null,null,null,null,null,null,null,null,null,null,null,"23-25 11 13 39 11","Manual Resuscitators","23-25 11 13 39 11: Manual Resuscitators",null,null,42280,"E10 EQUIPMENT","E1010 COMMERCIAL EQUIPMENT","E101003 VENDING EQUIPMENT","Other","E101003: EQUIPMENT, COMMERCIAL EQUIPMENT, VENDING EQUIPMENT - Other"]
[null,null,null,null,null,null,null,null,null,null,null,"23-25 11 13 41","Lung Fluid Products","23-25 11 13 41: Lung Fluid Products",null,null,42281,"E10 EQUIPMENT","E1010 COMMERCIAL EQUIPMENT","E101004 LAUNDRY EQUIPMENT","Other","E101004: EQUIPMENT, COMMERCIAL EQUIPMENT, LAUNDRY EQUIPMENT - Other"]
[null,null,null,null,null,null,null,null,null,null,null,"23-25 11 15","Anesthesiology Prefabricated Structures","23-25 11 15: Anesthesiology Prefabricated Structures",null,null,41282,"E10 EQUIPMENT","E1010 COMMERCIAL EQUIPMENT","E101005 SECURITY & VAULT EQUIPMENT","General","E101005: EQUIPMENT, COMMERCIAL EQUIPMENT, SECURITY & VAULT EQUIPMENT - General"]
[null,null,null,null,null,null,null,null,null,null,null,"23-25 13 11 11","Audiometers","23-25 13 11 11: Audiometers",null,null,30120,"E10 EQUIPMENT","E1010 COMMERCIAL EQUIPMENT","E101005 SECURITY & VAULT EQUIPMENT","Security Vault","E101005: EQUIPMENT, COMMERCIAL EQUIPMENT, SECURITY & VAULT EQUIPMENT - Security Vault"]
[null,null,null,null,null,null,null,null,null,null,null,"23-25 13 11 11 11","Diagnostic Audiometers","23-25 13 11 11 11: Diagnostic Audiometers",null,null,41283,"E10 EQUIPMENT","E1010 COMMERCIAL EQUIPMENT","E101006 TELLER AND SERVICE EQUIPMENT","General","E101006: EQUIPMENT, COMMERCIAL EQUIPMENT, TELLER AND SERVICE EQUIPMENT - General"]
[null,null,null,null,null,null,null,null,null,null,null,"23-25 13 11 13","Audiometric Bone Vibrators","23-25 13 11 13: Audiometric Bone Vibrators",null,null,41284,"E10 EQUIPMENT","E1010 COMMERCIAL EQUIPMENT","E101007 MERCANTILE EQUIPMENT","General","E101007: EQUIPMENT, COMMERCIAL EQUIPMENT, MERCANTILE EQUIPMENT - General"]
[null,null,null,null,null,null,null,null,null,null,null,"23-25 13 11 15","Middle Ear Analyzers","23-25 13 11 15: Middle Ear Analyzers",null,null,42284,"E10 EQUIPMENT","E1010 COMMERCIAL EQUIPMENT","E101007 MERCANTILE EQUIPMENT","Other","E101007: EQUIPMENT, COMMERCIAL EQUIPMENT, MERCANTILE EQUIPMENT - Other"]
[null,null,null,null,null,null,null,null,null,null,null,"23-25 13 11 21","Auditory Analyzers","23-25 13 11 21: Auditory Analyzers",null,null,42285,"E10 EQUIPMENT","E1010 COMMERCIAL EQUIPMENT","E101008 OFFICE EQUIPMENT","Other","E101008: EQUIPMENT, COMMERCIAL EQUIPMENT, OFFICE EQUIPMENT - Other"]
[null,null,null,null,null,null,null,null,null,null,null,"23-25 13 11 21 11","Evoked Potential Auditory Analyzers","23-25 13 11 21 11: Evoked Potential Auditory Analyzers",null,null,43285,"E10 EQUIPMENT","E1010 COMMERCIAL EQUIPMENT","E101008 OFFICE EQUIPMENT","Unknown","E101008: EQUIPMENT, COMMERCIAL EQUIPMENT, OFFICE EQUIPMENT - Unknown"]
[null,null,null,null,null,null,null,null,null,null,null,"23-25 13 11 27","Hearing Aides","23-25 13 11 27: Hearing Aides",null,null,43286,"E10 EQUIPMENT","E1020 INSTITUTIONAL EQUIPMENT","E102001 MISCELLANEOUS COMMON FIXED & MOVEABLE EQUIPMENT","Unknown","E102001: EQUIPMENT, INSTITUTIONAL EQUIPMENT, MISCELLANEOUS COMMON FIXED & MOVEABLE EQUIPMENT - Unknown"]
[null,null,null,null,null,null,null,null,null,null,null,"23-25 13 11 29","Hearing Aid Analyzers","23-25 13 11 29: Hearing Aid Analyzers",null,null,30121,"E10 EQUIPMENT","E1020 INSTITUTIONAL EQUIPMENT","E102001 MISCELLANEOUS COMMON FIXED & MOVEABLE EQUIPMENT","Vacuum System","E102001: EQUIPMENT, INSTITUTIONAL EQUIPMENT, MISCELLANEOUS COMMON FIXED & MOVEABLE EQUIPMENT - Vacuum System"]
[null,null,null,null,null,null,null,null,null,null,null,"23-25 13 11 35","Tympanometers","23-25 13 11 35: Tympanometers",null,null,43287,"E10 EQUIPMENT","E1020 INSTITUTIONAL EQUIPMENT","E102002 MEDICAL EQUIPMENT","Unknown","E102002: EQUIPMENT, INSTITUTIONAL EQUIPMENT, MEDICAL EQUIPMENT - Unknown"]
[null,null,null,null,null,null,null,null,null,null,null,"23-25 13 13","Audiology Prefabricated Structures","23-25 13 13: Audiology Prefabricated Structures",null,null,41288,"E10 EQUIPMENT","E1020 INSTITUTIONAL EQUIPMENT","E102003 LABORATORY EQUIPMENT","General","E102003: EQUIPMENT, INSTITUTIONAL EQUIPMENT, LABORATORY EQUIPMENT - General"]
[null,null,null,null,null,null,null,null,null,null,null,"23-25 13 13 13 11","Definitive Test Double Wall Audio Booths","23-25 13 13 13 11: Definitive Test Double Wall Audio Booths",null,null,41289,"E10 EQUIPMENT","E1020 INSTITUTIONAL EQUIPMENT","E102004 MORTUARY EQUIPMENT","General","E102004: EQUIPMENT, INSTITUTIONAL EQUIPMENT, MORTUARY EQUIPMENT - General"]
[null,null,null,null,null,null,null,null,null,null,null,"23-25 13 13 15","Single Wall Audio Booths","23-25 13 13 15: Single Wall Audio Booths",null,null,42289,"E10 EQUIPMENT","E1020 INSTITUTIONAL EQUIPMENT","E102004 MORTUARY EQUIPMENT","Other","E102004: EQUIPMENT, INSTITUTIONAL EQUIPMENT, MORTUARY EQUIPMENT - Other"]
[null,null,null,null,null,null,null,null,null,null,null,"23-25 15 11 11 11","Cadaver Cabinet Refrigerators","23-25 15 11 11 11: Cadaver Cabinet Refrigerators",null,null,43290,"E10 EQUIPMENT","E1020 INSTITUTIONAL EQUIPMENT","E102005 AUDITORIUM & STAGE EQUIPMENT","Unknown","E102005: EQUIPMENT, INSTITUTIONAL EQUIPMENT, AUDITORIUM & STAGE EQUIPMENT - Unknown"]
[null,null,null,null,null,null,null,null,null,null,null,"23-25 15 11 11 13","Cadaver Freezers","23-25 15 11 11 13: Cadaver Freezers",null,null,41291,"E10 EQUIPMENT","E1020 INSTITUTIONAL EQUIPMENT","E102006 LIBRARY EQUIPMENT","General","E102006: EQUIPMENT, INSTITUTIONAL EQUIPMENT, LIBRARY EQUIPMENT - General"]
[null,null,null,null,null,null,null,null,null,null,null,"23-25 15 11 11 19","Cadaver Walk In Refrigerators","23-25 15 11 11 19: Cadaver Walk In Refrigerators",null,null,41292,"E10 EQUIPMENT","E1020 INSTITUTIONAL EQUIPMENT","E102007 ECCLESIASTICAL EQUIPMENT","General","E102007: EQUIPMENT, INSTITUTIONAL EQUIPMENT, ECCLESIASTICAL EQUIPMENT - General"]
[null,null,null,null,null,null,null,null,null,null,null,"23-25 15 11 13","Autopsy Tables","23-25 15 11 13: Autopsy Tables",null,null,42292,"E10 EQUIPMENT","E1020 INSTITUTIONAL EQUIPMENT","E102007 ECCLESIASTICAL EQUIPMENT","Other","E102007: EQUIPMENT, INSTITUTIONAL EQUIPMENT, ECCLESIASTICAL EQUIPMENT - Other"]
[null,null,null,null,null,null,null,null,null,null,null,"23-25 15 11 13 15","Autopsy Head Rests","23-25 15 11 13 15: Autopsy Head Rests",null,null,42293,"E10 EQUIPMENT","E1020 INSTITUTIONAL EQUIPMENT","E102008 INSTRUMENTAL EQUIPMENT","Other","E102008: EQUIPMENT, INSTITUTIONAL EQUIPMENT, INSTRUMENTAL EQUIPMENT - Other"]
[null,null,null,null,null,null,null,null,null,null,null,"23-25 15 11 13 17","Autopsy Sinks","23-25 15 11 13 17: Autopsy Sinks",null,null,43293,"E10 EQUIPMENT","E1020 INSTITUTIONAL EQUIPMENT","E102008 INSTRUMENTAL EQUIPMENT","Unknown","E102008: EQUIPMENT, INSTITUTIONAL EQUIPMENT, INSTRUMENTAL EQUIPMENT - Unknown"]
[null,null,null,null,null,null,null,null,null,null,null,"23-25 15 11 15","Embalming Sinks","23-25 15 11 15: Embalming Sinks",null,null,43294,"E10 EQUIPMENT","E1020 INSTITUTIONAL EQUIPMENT","E102009 AUDIO-VISUAL EQUIPMENT","Unknown","E102009: EQUIPMENT, INSTITUTIONAL EQUIPMENT, AUDIO-VISUAL EQUIPMENT - Unknown"]
[null,null,null,null,null,null,null,null,null,null,null,"23-25 15 13","Autopsy and Postmortem Equipment","23-25 15 13: Autopsy and Postmortem Equipment",null,null,41295,"E10 EQUIPMENT","E1020 INSTITUTIONAL EQUIPMENT","E102010 DETENTION EQUIPMENT","General","E102010: EQUIPMENT, INSTITUTIONAL EQUIPMENT, DETENTION EQUIPMENT - General"]
[null,null,null,null,null,null,null,null,null,null,null,"23-25 15 13 11 13","Cadaver Hydraulic Lifts","23-25 15 13 11 13: Cadaver Hydraulic Lifts",null,null,41296,"E10 EQUIPMENT","E1030 VEHICULAR EQUIPMENT","E103001 PARKING CONTROL EQUIPMENT","General","E103001: EQUIPMENT, VEHICULAR EQUIPMENT, PARKING CONTROL EQUIPMENT - General"]
[null,null,null,null,null,null,null,null,null,null,null,"23-25 15 13 11 15","Cadaver Scissor Lift Trolleys","23-25 15 13 11 15: Cadaver Scissor Lift Trolleys",null,null,42296,"E10 EQUIPMENT","E1030 VEHICULAR EQUIPMENT","E103001 PARKING CONTROL EQUIPMENT","Other","E103001: EQUIPMENT, VEHICULAR EQUIPMENT, PARKING CONTROL EQUIPMENT - Other"]
[null,null,null,null,null,null,null,null,null,null,null,"23-25 15 13 13 13","Autopsy Hanging Scales","23-25 15 13 13 13: Autopsy Hanging Scales",null,null,21615,"E10 EQUIPMENT","E1030 VEHICULAR EQUIPMENT","E103002 LOADING DOCK EQUIPMENT","Other","E103002: EQUIPMENT, VEHICULAR EQUIPMENT, LOADING DOCK EQUIPMENT - Other"]
[null,null,null,null,null,null,null,null,null,null,null,"23-25 15 13 13 15","Autopsy Saws","23-25 15 13 13 15: Autopsy Saws",null,null,43297,"E10 EQUIPMENT","E1030 VEHICULAR EQUIPMENT","E103002 LOADING DOCK EQUIPMENT","Unknown","E103002: EQUIPMENT, VEHICULAR EQUIPMENT, LOADING DOCK EQUIPMENT - Unknown"]
[null,null,null,null,null,null,null,null,null,null,null,"23-25 15 13 15 13","Body Transport Containers","23-25 15 13 15 13: Body Transport Containers",null,null,42298,"E10 EQUIPMENT","E1030 VEHICULAR EQUIPMENT","E103003 WAREHOUSE EQUIPMENT","Other","E103003: EQUIPMENT, VEHICULAR EQUIPMENT, WAREHOUSE EQUIPMENT - Other"]
[null,null,null,null,null,null,null,null,null,null,null,"23-25 15 13 15 15","Cadaver Carriers","23-25 15 13 15 15: Cadaver Carriers",null,null,43298,"E10 EQUIPMENT","E1030 VEHICULAR EQUIPMENT","E103003 WAREHOUSE EQUIPMENT","Unknown","E103003: EQUIPMENT, VEHICULAR EQUIPMENT, WAREHOUSE EQUIPMENT - Unknown"]
[null,null,null,null,null,null,null,null,null,null,null,"23-25 15 13 15 21","Cadaver Storage Racks","23-25 15 13 15 21: Cadaver Storage Racks",null,null,43299,"E10 EQUIPMENT","E1030 VEHICULAR EQUIPMENT","E103004 AUTOMOTIVE SHOP EQUIPMENT","Unknown","E103004: EQUIPMENT, VEHICULAR EQUIPMENT, AUTOMOTIVE SHOP EQUIPMENT - Unknown"]
[null,null,null,null,null,null,null,null,null,null,null,"23-25 15 13 15 23","Cadaver Trays","23-25 15 13 15 23: Cadaver Trays",null,null,20144,"E10 EQUIPMENT","E1030 VEHICULAR EQUIPMENT","E103004 AUTOMOTIVE SHOP EQUIPMENT","Automotive lifts (Hydraulic), clear floor, 2 post, 30,000 lb","E103004: EQUIPMENT, VEHICULAR EQUIPMENT, AUTOMOTIVE SHOP EQUIPMENT - Automotive lifts (Hydraulic), clear floor, 2 post, 30,000 lb"]
[null,null,null,null,null,null,null,null,null,null,null,"23-25 15 15 11 11","Autopsy Grossing Workstations","23-25 15 15 11 11: Autopsy Grossing Workstations",null,null,20156,"E10 EQUIPMENT","E1030 VEHICULAR EQUIPMENT","E103004 AUTOMOTIVE SHOP EQUIPMENT","Automotive lifts (Hydraulic), clear floor, 2 post,15,000 lb","E103004: EQUIPMENT, VEHICULAR EQUIPMENT, AUTOMOTIVE SHOP EQUIPMENT - Automotive lifts (Hydraulic), clear floor, 2 post,15,000 lb"]
[null,null,null,null,null,null,null,null,null,null,null,"23-25 15 15 11 13","Embalming Workstations","23-25 15 15 11 13: Embalming Workstations",null,null,20150,"E10 EQUIPMENT","E1030 VEHICULAR EQUIPMENT","E103004 AUTOMOTIVE SHOP EQUIPMENT","Automotive lifts (Hydraulic), ramp style, 4 post, 25,000 lb","E103004: EQUIPMENT, VEHICULAR EQUIPMENT, AUTOMOTIVE SHOP EQUIPMENT - Automotive lifts (Hydraulic), ramp style, 4 post, 25,000 lb"]
[null,null,null,null,null,null,null,null,null,null,null,"23-25 17 11","Dental Furnishings","23-25 17 11: Dental Furnishings",null,null,20148,"E10 EQUIPMENT","E1030 VEHICULAR EQUIPMENT","E103004 AUTOMOTIVE SHOP EQUIPMENT","Automotive lifts (Hydraulic), ramp style, 4 post, 75,000 lb","E103004: EQUIPMENT, VEHICULAR EQUIPMENT, AUTOMOTIVE SHOP EQUIPMENT - Automotive lifts (Hydraulic), ramp style, 4 post, 75,000 lb"]
[null,null,null,null,null,null,null,null,null,null,null,"23-25 17 11 11","Dental Cabinets","23-25 17 11 11: Dental Cabinets",null,null,21343,"E10 EQUIPMENT","E1030 VEHICULAR EQUIPMENT","E103004 AUTOMOTIVE SHOP EQUIPMENT","Compressor, Electric, 1-1/2 HP, standard controls","E103004: EQUIPMENT, VEHICULAR EQUIPMENT, AUTOMOTIVE SHOP EQUIPMENT - Compressor, Electric, 1-1/2 HP, standard controls"]
[null,null,null,null,null,null,null,null,null,null,null,"23-25 17 11 13","Dental Examination Chairs","23-25 17 11 13: Dental Examination Chairs",null,null,21341,"E10 EQUIPMENT","E1030 VEHICULAR EQUIPMENT","E103004 AUTOMOTIVE SHOP EQUIPMENT","Hoist, single post, 4 ton capacity, swivel arms","E103004: EQUIPMENT, VEHICULAR EQUIPMENT, AUTOMOTIVE SHOP EQUIPMENT - Hoist, single post, 4 ton capacity, swivel arms"]
[null,null,null,null,null,null,null,null,null,null,null,"23-25 17 11 15","Dental Stools","23-25 17 11 15: Dental Stools",null,null,21340,"E10 EQUIPMENT","E1030 VEHICULAR EQUIPMENT","E103004 AUTOMOTIVE SHOP EQUIPMENT","Lube Equipment, 3 reel type, with pumps","E103004: EQUIPMENT, VEHICULAR EQUIPMENT, AUTOMOTIVE SHOP EQUIPMENT - Lube Equipment, 3 reel type, with pumps"]
[null,null,null,null,null,null,null,null,null,null,null,"23-25 17 11 21","Dental Combination Furniture Sets","23-25 17 11 21: Dental Combination Furniture Sets",null,null,21335,"E10 EQUIPMENT","E1030 VEHICULAR EQUIPMENT","E103004 AUTOMOTIVE SHOP EQUIPMENT","Scales, concrete foundations, 8' x 6'","E103004: EQUIPMENT, VEHICULAR EQUIPMENT, AUTOMOTIVE SHOP EQUIPMENT - Scales, concrete foundations, 8' x 6'"]
[null,null,null,null,null,null,null,null,null,null,null,"23-25 17 11 23","Dental Impression Water Baths","23-25 17 11 23: Dental Impression Water Baths",null,null,21338,"E10 EQUIPMENT","E1030 VEHICULAR EQUIPMENT","E103004 AUTOMOTIVE SHOP EQUIPMENT","Scales, dial type, built in floor, 10 ton, 9' x 7'","E103004: EQUIPMENT, VEHICULAR EQUIPMENT, AUTOMOTIVE SHOP EQUIPMENT - Scales, dial type, built in floor, 10 ton, 9' x 7'"]
[null,null,null,null,null,null,null,null,null,null,null,"23-25 17 11 25 13","Dental Operating Illumination Sets","23-25 17 11 25 13: Dental Operating Illumination Sets",null,null,21336,"E10 EQUIPMENT","E1030 VEHICULAR EQUIPMENT","E103004 AUTOMOTIVE SHOP EQUIPMENT","Scales, digital type, truck, 60 ton, 75' x 10'","E103004: EQUIPMENT, VEHICULAR EQUIPMENT, AUTOMOTIVE SHOP EQUIPMENT - Scales, digital type, truck, 60 ton, 75' x 10'"]
[null,null,null,null,null,null,null,null,null,null,null,"23-25 17 11 25 17","General Dental Lights","23-25 17 11 25 17: General Dental Lights",null,null,42300,"E10 EQUIPMENT","E1090 OTHER EQUIPMENT","E109001 BUILT-IN MAINTENANCE EQUIPMENT","Other","E109001: EQUIPMENT, OTHER EQUIPMENT, BUILT-IN MAINTENANCE EQUIPMENT - Other"]
[null,null,null,null,null,null,null,null,null,null,null,"23-25 17 13 11 11","Dental Burnout Laboratory Furnaces","23-25 17 13 11 11: Dental Burnout Laboratory Furnaces",null,null,42301,"E10 EQUIPMENT","E1090 OTHER EQUIPMENT","E109002 FOOD SERVICE EQUIPMENT","Other","E109002: EQUIPMENT, OTHER EQUIPMENT, FOOD SERVICE EQUIPMENT - Other"]
[null,null,null,null,null,null,null,null,null,null,null,"23-25 17 13 11 13","Porcelain Glazing Laboratory Furnaces","23-25 17 13 11 13: Porcelain Glazing Laboratory Furnaces",null,null,43301,"E10 EQUIPMENT","E1090 OTHER EQUIPMENT","E109002 FOOD SERVICE EQUIPMENT","Unknown","E109002: EQUIPMENT, OTHER EQUIPMENT, FOOD SERVICE EQUIPMENT - Unknown"]
[null,null,null,null,null,null,null,null,null,null,null,"23-25 17 13 13 11","Dental Acrylic Floor Standing Fume Hoods","23-25 17 13 13 11: Dental Acrylic Floor Standing Fume Hoods",null,null,44195,"E10 EQUIPMENT","E1090 OTHER EQUIPMENT","E109002 FOOD SERVICE EQUIPMENT","One Compartment Freezer Commercial Grade","E109002: EQUIPMENT, OTHER EQUIPMENT, FOOD SERVICE EQUIPMENT - One Compartment Freezer Commercial Grade"]
[null,null,null,null,null,null,null,null,null,null,null,"23-25 17 13 13 13","Dental Fishmouth Hoods","23-25 17 13 13 13: Dental Fishmouth Hoods",null,null,44199,"E10 EQUIPMENT","E1090 OTHER EQUIPMENT","E109002 FOOD SERVICE EQUIPMENT","One Compartment Refrigerator Commericial Grade","E109002: EQUIPMENT, OTHER EQUIPMENT, FOOD SERVICE EQUIPMENT - One Compartment Refrigerator Commericial Grade"]
[null,null,null,null,null,null,null,null,null,null,null,"23-25 17 13 15","Dental Procedure Products","23-25 17 13 15: Dental Procedure Products",null,null,44200,"E10 EQUIPMENT","E1090 OTHER EQUIPMENT","E109002 FOOD SERVICE EQUIPMENT","Warming Drawer","E109002: EQUIPMENT, OTHER EQUIPMENT, FOOD SERVICE EQUIPMENT - Warming Drawer"]
[null,null,null,null,null,null,null,null,null,null,null,"23-25 17 13 15 01","Calcium Hydroxide Placement Tools","23-25 17 13 15 01: Calcium Hydroxide Placement Tools",null,null,41302,"E10 EQUIPMENT","E1090 OTHER EQUIPMENT","E109003 WASTE HANDLING EQUIPMENT","General","E109003: EQUIPMENT, OTHER EQUIPMENT, WASTE HANDLING EQUIPMENT - General"]
[null,null,null,null,null,null,null,null,null,null,null,"23-25 17 13 15 07","Dental Amalgam Carvers","23-25 17 13 15 07: Dental Amalgam Carvers",null,null,41303,"E10 EQUIPMENT","E1090 OTHER EQUIPMENT","E109004 RESIDENTIAL EQUIPMENT","General","E109004: EQUIPMENT, OTHER EQUIPMENT, RESIDENTIAL EQUIPMENT - General"]
[null,null,null,null,null,null,null,null,null,null,null,"23-25 17 13 15 09","Dental Amalgamator","23-25 17 13 15 09: Dental Amalgamator",null,null,42303,"E10 EQUIPMENT","E1090 OTHER EQUIPMENT","E109004 RESIDENTIAL EQUIPMENT","Other","E109004: EQUIPMENT, OTHER EQUIPMENT, RESIDENTIAL EQUIPMENT - Other"]
[null,null,null,null,null,null,null,null,null,null,null,"23-25 17 13 15 15","Dental Burnishers","23-25 17 13 15 15: Dental Burnishers",null,null,44202,"E10 EQUIPMENT","E1090 OTHER EQUIPMENT","E109004 RESIDENTIAL EQUIPMENT","Double Oven Residential Grade","E109004: EQUIPMENT, OTHER EQUIPMENT, RESIDENTIAL EQUIPMENT - Double Oven Residential Grade"]
[null,null,null,null,null,null,null,null,null,null,null,"23-25 17 13 15 17","Dental Burs","23-25 17 13 15 17: Dental Burs",null,null,44209,"E10 EQUIPMENT","E1090 OTHER EQUIPMENT","E109004 RESIDENTIAL EQUIPMENT","Dryer","E109004: EQUIPMENT, OTHER EQUIPMENT, RESIDENTIAL EQUIPMENT - Dryer"]
[null,null,null,null,null,null,null,null,null,null,null,"23-25 17 13 15 23","Dental Dehydrators","23-25 17 13 15 23: Dental Dehydrators",null,null,44203,"E10 EQUIPMENT","E1090 OTHER EQUIPMENT","E109004 RESIDENTIAL EQUIPMENT","Microwave Oven","E109004: EQUIPMENT, OTHER EQUIPMENT, RESIDENTIAL EQUIPMENT - Microwave Oven"]
[null,null,null,null,null,null,null,null,null,null,null,"23-25 17 13 15 25","Dental Depth Gauges","23-25 17 13 15 25: Dental Depth Gauges",null,null,44205,"E10 EQUIPMENT","E1090 OTHER EQUIPMENT","E109004 RESIDENTIAL EQUIPMENT","Refrigerator Residential Grade","E109004: EQUIPMENT, OTHER EQUIPMENT, RESIDENTIAL EQUIPMENT - Refrigerator Residential Grade"]
[null,null,null,null,null,null,null,null,null,null,null,"23-25 17 13 15 31","Dental Excavators","23-25 17 13 15 31: Dental Excavators",null,null,44208,"E10 EQUIPMENT","E1090 OTHER EQUIPMENT","E109004 RESIDENTIAL EQUIPMENT","Wall Oven Residential Grade","E109004: EQUIPMENT, OTHER EQUIPMENT, RESIDENTIAL EQUIPMENT - Wall Oven Residential Grade"]
[null,null,null,null,null,null,null,null,null,null,null,"23-25 17 13 15 33","Dental Expanders","23-25 17 13 15 33: Dental Expanders",null,null,44210,"E10 EQUIPMENT","E1090 OTHER EQUIPMENT","E109004 RESIDENTIAL EQUIPMENT","Washer","E109004: EQUIPMENT, OTHER EQUIPMENT, RESIDENTIAL EQUIPMENT - Washer"]
[null,null,null,null,null,null,null,null,null,null,null,"23-25 17 13 15 41","Dental Guides","23-25 17 13 15 41: Dental Guides",null,null,41305,"E10 EQUIPMENT","E1090 OTHER EQUIPMENT","E109006 DARKROOM EQUIPMENT","General","E109006: EQUIPMENT, OTHER EQUIPMENT, DARKROOM EQUIPMENT - General"]
[null,null,null,null,null,null,null,null,null,null,null,"23-25 17 13 15 43","Dental Heat Carriers","23-25 17 13 15 43: Dental Heat Carriers",null,null,42305,"E10 EQUIPMENT","E1090 OTHER EQUIPMENT","E109006 DARKROOM EQUIPMENT","Other","E109006: EQUIPMENT, OTHER EQUIPMENT, DARKROOM EQUIPMENT - Other"]
[null,null,null,null,null,null,null,null,null,null,null,"23-25 17 13 15 49","Dental Instrument Sharpening Equipment","23-25 17 13 15 49: Dental Instrument Sharpening Equipment",null,null,42306,"E10 EQUIPMENT","E1090 OTHER EQUIPMENT","E109007 ATHLETIC, RECREATIONAL, & THERAPEUTIC EQUIPMENT","Other","E109007: EQUIPMENT, OTHER EQUIPMENT, ATHLETIC, RECREATIONAL, & THERAPEUTIC EQUIPMENT - Other"]
[null,null,null,null,null,null,null,null,null,null,null,"23-25 17 13 15 51","Dental Instrument Trays","23-25 17 13 15 51: Dental Instrument Trays",null,null,43306,"E10 EQUIPMENT","E1090 OTHER EQUIPMENT","E109007 ATHLETIC, RECREATIONAL, & THERAPEUTIC EQUIPMENT","Unknown","E109007: EQUIPMENT, OTHER EQUIPMENT, ATHLETIC, RECREATIONAL, & THERAPEUTIC EQUIPMENT - Unknown"]
[null,null,null,null,null,null,null,null,null,null,null,"23-25 17 13 15 57","Dental Mallets","23-25 17 13 15 57: Dental Mallets",null,null,43307,"E10 EQUIPMENT","E1090 OTHER EQUIPMENT","E109008 PLANETARIUM EQUIPMENT","Unknown","E109008: EQUIPMENT, OTHER EQUIPMENT, PLANETARIUM EQUIPMENT - Unknown"]
[null,null,null,null,null,null,null,null,null,null,null,"23-25 17 13 15 59","Dental Mixing Slabs","23-25 17 13 15 59: Dental Mixing Slabs",null,null,41308,"E10 EQUIPMENT","E1090 OTHER EQUIPMENT","E109009 OBSERVATORY EQUIPMENT","General","E109009: EQUIPMENT, OTHER EQUIPMENT, OBSERVATORY EQUIPMENT - General"]
[null,null,null,null,null,null,null,null,null,null,null,"23-25 17 13 15 65","Dental Oral Suction Devices","23-25 17 13 15 65: Dental Oral Suction Devices",null,null,41309,"E10 EQUIPMENT","E1090 OTHER EQUIPMENT","E109010 AGRICULTURAL EQUIPMENT","General","E109010: EQUIPMENT, OTHER EQUIPMENT, AGRICULTURAL EQUIPMENT - General"]
[null,null,null,null,null,null,null,null,null,null,null,"23-25 17 13 15 67","Dental Pin Benders","23-25 17 13 15 67: Dental Pin Benders",null,null,42309,"E10 EQUIPMENT","E1090 OTHER EQUIPMENT","E109010 AGRICULTURAL EQUIPMENT","Other","E109010: EQUIPMENT, OTHER EQUIPMENT, AGRICULTURAL EQUIPMENT - Other"]
[null,null,null,null,null,null,null,null,null,null,null,"23-25 17 13 15 73","Dental Pulp Testers","23-25 17 13 15 73: Dental Pulp Testers",null,null,42310,"E10 EQUIPMENT","E1090 OTHER EQUIPMENT","E109090 OTHER SPECIALIZED FIXED AND MOVEABLE EQUIPMENT","Other","E109090: EQUIPMENT, OTHER EQUIPMENT, OTHER SPECIALIZED FIXED AND MOVEABLE EQUIPMENT - Other"]
[null,null,null,null,null,null,null,null,null,null,null,"23-25 17 13 15 75","Dental Reamers","23-25 17 13 15 75: Dental Reamers",null,null,43310,"E10 EQUIPMENT","E1090 OTHER EQUIPMENT","E109090 OTHER SPECIALIZED FIXED AND MOVEABLE EQUIPMENT","Unknown","E109090: EQUIPMENT, OTHER EQUIPMENT, OTHER SPECIALIZED FIXED AND MOVEABLE EQUIPMENT - Unknown"]
[null,null,null,null,null,null,null,null,null,null,null,"23-25 17 13 15 81","Dental Saliva Ejectors","23-25 17 13 15 81: Dental Saliva Ejectors",null,null,43311,"E20 FURNISHINGS","E2010 FIXED FURNISHINGS","E201001 FIXED ARTWORK","Unknown","E201001: FURNISHINGS, FIXED FURNISHINGS, FIXED ARTWORK - Unknown"]
[null,null,null,null,null,null,null,null,null,null,null,"23-25 17 13 15 83","Dental Scalers","23-25 17 13 15 83: Dental Scalers",null,null,41312,"E20 FURNISHINGS","E2010 FIXED FURNISHINGS","E201002 WINDOW TREATMENTS","General","E201002: FURNISHINGS, FIXED FURNISHINGS, WINDOW TREATMENTS - General"]
[null,null,null,null,null,null,null,null,null,null,null,"23-25 17 13 15 91","Dentoscopes","23-25 17 13 15 91: Dentoscopes",null,null,30122,"E20 FURNISHINGS","E2010 FIXED FURNISHINGS","E201003 SEATING (FIXED)","General","E201003: FURNISHINGS, FIXED FURNISHINGS, SEATING (FIXED) - General"]
[null,null,null,null,null,null,null,null,null,null,null,"23-25 17 13 15 93","Intraoral Lights","23-25 17 13 15 93: Intraoral Lights",null,null,42313,"E20 FURNISHINGS","E2010 FIXED FURNISHINGS","E201003 SEATING (FIXED)","Other","E201003: FURNISHINGS, FIXED FURNISHINGS, SEATING (FIXED) - Other"]
[null,null,null,null,null,null,null,null,null,null,null,"23-25 17 13 17","Dental Tanks","23-25 17 13 17: Dental Tanks",null,null,30124,"E20 FURNISHINGS","E2010 FIXED FURNISHINGS","E201003 SEATING (FIXED)","Seating - Bleachers/Stadium","E201003: FURNISHINGS, FIXED FURNISHINGS, SEATING (FIXED) - Seating - Bleachers/Stadium"]
[null,null,null,null,null,null,null,null,null,null,null,"23-25 17 13 17 11","Dental Blow Out Tanks","23-25 17 13 17 11: Dental Blow Out Tanks",null,null,30125,"E20 FURNISHINGS","E2010 FIXED FURNISHINGS","E201003 SEATING (FIXED)","Seating - Classroom","E201003: FURNISHINGS, FIXED FURNISHINGS, SEATING (FIXED) - Seating - Classroom"]
[null,null,null,null,null,null,null,null,null,null,null,"23-25 17 13 19","Dental Polishing and Grinding Machines","23-25 17 13 19: Dental Polishing and Grinding Machines",null,null,43314,"E20 FURNISHINGS","E2010 FIXED FURNISHINGS","E201004 FIXED INTERIOR LANDSCAPING","Unknown","E201004: FURNISHINGS, FIXED FURNISHINGS, FIXED INTERIOR LANDSCAPING - Unknown"]
[null,null,null,null,null,null,null,null,null,null,null,"23-25 17 13 19 11","Dental Combination Grinding and Polishing Machines","23-25 17 13 19 11: Dental Combination Grinding and Polishing Machines",null,null,41315,"E20 FURNISHINGS","E2010 FIXED FURNISHINGS","E201090 OTHER FIXED INTERIOR FURNISHINGS","General","E201090: FURNISHINGS, FIXED FURNISHINGS, OTHER FIXED INTERIOR FURNISHINGS - General"]
[null,null,null,null,null,null,null,null,null,null,null,"23-25 17 13 21","Dental Imaging Products","23-25 17 13 21: Dental Imaging Products",null,null,41316,"E20 FURNISHINGS","E2020 MOVEABLE FURNISHINGS","E202001 MOVEABLE ART WORK","General","E202001: FURNISHINGS, MOVEABLE FURNISHINGS, MOVEABLE ART WORK - General"]
[null,null,null,null,null,null,null,null,null,null,null,"23-25 17 13 21 11","Cephalometric Radiographic Fluoroscopic Units","23-25 17 13 21 11: Cephalometric Radiographic Fluoroscopic Units",null,null,42316,"E20 FURNISHINGS","E2020 MOVEABLE FURNISHINGS","E202001 MOVEABLE ART WORK","Other","E202001: FURNISHINGS, MOVEABLE FURNISHINGS, MOVEABLE ART WORK - Other"]
[null,null,null,null,null,null,null,null,null,null,null,"23-25 17 13 21 17","Dental Radiographic Fluoroscopic Units","23-25 17 13 21 17: Dental Radiographic Fluoroscopic Units",null,null,42317,"E20 FURNISHINGS","E2020 MOVEABLE FURNISHINGS","E202002 MODULAR PREFABRICATED FURNITURE","Other","E202002: FURNISHINGS, MOVEABLE FURNISHINGS, MODULAR PREFABRICATED FURNITURE - Other"]
[null,null,null,null,null,null,null,null,null,null,null,"23-25 17 13 21 17 11","Panographic Cephalo Dental Radiographic Fluoroscopic Units","23-25 17 13 21 17 11: Panographic Cephalo Dental Radiographic Fluoroscopic Units",null,null,43317,"E20 FURNISHINGS","E2020 MOVEABLE FURNISHINGS","E202002 MODULAR PREFABRICATED FURNITURE","Unknown","E202002: FURNISHINGS, MOVEABLE FURNISHINGS, MODULAR PREFABRICATED FURNITURE - Unknown"]
[null,null,null,null,null,null,null,null,null,null,null,"23-25 17 13 21 21","Dental Radiology Film Hangers","23-25 17 13 21 21: Dental Radiology Film Hangers",null,null,43318,"E20 FURNISHINGS","E2020 MOVEABLE FURNISHINGS","E202003 FREESTANDING FURNITURE","Unknown","E202003: FURNISHINGS, MOVEABLE FURNISHINGS, FREESTANDING FURNITURE - Unknown"]
[null,null,null,null,null,null,null,null,null,null,null,"23-25 17 13 21 23","Dental Radiology Film Holders","23-25 17 13 21 23: Dental Radiology Film Holders",null,null,41319,"E20 FURNISHINGS","E2020 MOVEABLE FURNISHINGS","E202004 RUGS & ACCESSORIES","General","E202004: FURNISHINGS, MOVEABLE FURNISHINGS, RUGS & ACCESSORIES - General"]
[null,null,null,null,null,null,null,null,null,null,null,"23-25 17 13 21 29","Dental X Ray Units","23-25 17 13 21 29: Dental X Ray Units",null,null,41320,"E20 FURNISHINGS","E2020 MOVEABLE FURNISHINGS","E202005 MOVEABLE MULTIPLE SEATING","General","E202005: FURNISHINGS, MOVEABLE FURNISHINGS, MOVEABLE MULTIPLE SEATING - General"]
[null,null,null,null,null,null,null,null,null,null,null,"23-25 17 13 23","Dental Sterilization Products","23-25 17 13 23: Dental Sterilization Products",null,null,43320,"E20 FURNISHINGS","E2020 MOVEABLE FURNISHINGS","E202005 MOVEABLE MULTIPLE SEATING","Unknown","E202005: FURNISHINGS, MOVEABLE FURNISHINGS, MOVEABLE MULTIPLE SEATING - Unknown"]
[null,null,null,null,null,null,null,null,null,null,null,"23-25 17 13 25 11","Dental Air Abrasion Units","23-25 17 13 25 11: Dental Air Abrasion Units",null,null,43321,"E20 FURNISHINGS","E2020 MOVEABLE FURNISHINGS","E202006 MOVEABLE INTERIOR LANDSCAPING","Unknown","E202006: FURNISHINGS, MOVEABLE FURNISHINGS, MOVEABLE INTERIOR LANDSCAPING - Unknown"]
[null,null,null,null,null,null,null,null,null,null,null,"23-25 17 13 25 13","Dental Burners","23-25 17 13 25 13: Dental Burners",null,null,41322,"E20 FURNISHINGS","E2020 MOVEABLE FURNISHINGS","E202090 OTHER MOVEABLE FURNISHINGS","General","E202090: FURNISHINGS, MOVEABLE FURNISHINGS, OTHER MOVEABLE FURNISHINGS - General"]
[null,null,null,null,null,null,null,null,null,null,null,"23-25 17 13 25 17 11","2 Stage Dental Curing Units","23-25 17 13 25 17 11: 2 Stage Dental Curing Units",null,null,41323,"F10 SPECIAL CONSTRUCTION","F1010 SPECIAL STRUCTURES","F101001 METAL BUILDING SYSTEMS","General","F101001: SPECIAL CONSTRUCTION, SPECIAL STRUCTURES, METAL BUILDING SYSTEMS - General"]
[null,null,null,null,null,null,null,null,null,null,null,"23-25 17 13 25 17 13","3 Stage Dental Curing Units","23-25 17 13 25 17 13: 3 Stage Dental Curing Units",null,null,42323,"F10 SPECIAL CONSTRUCTION","F1010 SPECIAL STRUCTURES","F101001 METAL BUILDING SYSTEMS","Other","F101001: SPECIAL CONSTRUCTION, SPECIAL STRUCTURES, METAL BUILDING SYSTEMS - Other"]
[null,null,null,null,null,null,null,null,null,null,null,"23-25 17 13 25 23","Dental Lathes","23-25 17 13 25 23: Dental Lathes",null,null,42324,"F10 SPECIAL CONSTRUCTION","F1010 SPECIAL STRUCTURES","F101002 EXTERIOR UTILITY BUILDINGS","Other","F101002: SPECIAL CONSTRUCTION, SPECIAL STRUCTURES, EXTERIOR UTILITY BUILDINGS - Other"]
[null,null,null,null,null,null,null,null,null,null,null,"23-25 17 13 25 25","Dental Model Trimmers","23-25 17 13 25 25: Dental Model Trimmers",null,null,43324,"F10 SPECIAL CONSTRUCTION","F1010 SPECIAL STRUCTURES","F101002 EXTERIOR UTILITY BUILDINGS","Unknown","F101002: SPECIAL CONSTRUCTION, SPECIAL STRUCTURES, EXTERIOR UTILITY BUILDINGS - Unknown"]
[null,null,null,null,null,null,null,null,null,null,null,"23-25 17 13 25 31","Dental Resin Curing Units","23-25 17 13 25 31: Dental Resin Curing Units",null,null,43325,"F10 SPECIAL CONSTRUCTION","F1010 SPECIAL STRUCTURES","F101003 AIR-SUPPORTED STRUCTURES","Unknown","F101003: SPECIAL CONSTRUCTION, SPECIAL STRUCTURES, AIR-SUPPORTED STRUCTURES - Unknown"]
[null,null,null,null,null,null,null,null,null,null,null,"23-25 17 13 25 31 11","Dental Visible Light Resin Curing Units","23-25 17 13 25 31 11:  Dental Visible Light Resin Curing Units",null,null,41326,"F10 SPECIAL CONSTRUCTION","F1010 SPECIAL STRUCTURES","F101090 OTHER SPECIAL CONSTRUCTION","General","F101090: SPECIAL CONSTRUCTION, SPECIAL STRUCTURES, OTHER SPECIAL CONSTRUCTION - General"]
[null,null,null,null,null,null,null,null,null,null,null,"23-25 17 13 25 37","Dental Soldering Machines","23-25 17 13 25 37: Dental Soldering Machines",null,null,44213,"F10 SPECIAL CONSTRUCTION","F1010 SPECIAL STRUCTURES","F101090 OTHER SPECIAL CONSTRUCTION","Concrete Pavilion","F101090: SPECIAL CONSTRUCTION, SPECIAL STRUCTURES, OTHER SPECIAL CONSTRUCTION - Concrete Pavilion"]
[null,null,null,null,null,null,null,null,null,null,null,"23-25 17 13 25 39","Dental Torches","23-25 17 13 25 39: Dental Torches",null,null,44214,"F10 SPECIAL CONSTRUCTION","F1010 SPECIAL STRUCTURES","F101090 OTHER SPECIAL CONSTRUCTION","Metal Pavilion","F101090: SPECIAL CONSTRUCTION, SPECIAL STRUCTURES, OTHER SPECIAL CONSTRUCTION - Metal Pavilion"]
[null,null,null,null,null,null,null,null,null,null,null,"23-25 17 13 25 45","Dental Waxing Units","23-25 17 13 25 45: Dental Waxing Units",null,null,42327,"F10 SPECIAL CONSTRUCTION","F1020 INTEGRATED CONSTRUCTION","F102001 SPECIAL PURPOSE ROOMS","Other","F102001: SPECIAL CONSTRUCTION, INTEGRATED CONSTRUCTION, SPECIAL PURPOSE ROOMS - Other"]
[null,null,null,null,null,null,null,null,null,null,null,"23-25 17 15","Dental Prefabricated Structures","23-25 17 15: Dental Prefabricated Structures",null,null,43327,"F10 SPECIAL CONSTRUCTION","F1020 INTEGRATED CONSTRUCTION","F102001 SPECIAL PURPOSE ROOMS","Unknown","F102001: SPECIAL CONSTRUCTION, INTEGRATED CONSTRUCTION, SPECIAL PURPOSE ROOMS - Unknown"]
[null,null,null,null,null,null,null,null,null,null,null,"23-25 17 15 11 11","Dental Lab Die Trimming Workcenters","23-25 17 15 11 11: Dental Lab Die Trimming Workcenters",null,null,30129,"F10 SPECIAL CONSTRUCTION","F1020 INTEGRATED CONSTRUCTION","F102001 SPECIAL PURPOSE ROOMS","Prison Cell","F102001: SPECIAL CONSTRUCTION, INTEGRATED CONSTRUCTION, SPECIAL PURPOSE ROOMS - Prison Cell"]
[null,null,null,null,null,null,null,null,null,null,null,"23-25 17 15 11 17","Dental Lab Microblasting Workcenters","23-25 17 15 11 17: Dental Lab Microblasting Workcenters",null,null,42328,"F10 SPECIAL CONSTRUCTION","F1020 INTEGRATED CONSTRUCTION","F102002 INTEGRATED ASSEMBLIES","Other","F102002: SPECIAL CONSTRUCTION, INTEGRATED CONSTRUCTION, INTEGRATED ASSEMBLIES - Other"]
[null,null,null,null,null,null,null,null,null,null,null,"23-25 17 15 11 23","Dental Lab Surveying and Milling Workcenters","23-25 17 15 11 23: Dental Lab Surveying and Milling Workcenters",null,null,41329,"F10 SPECIAL CONSTRUCTION","F1020 INTEGRATED CONSTRUCTION","F102090 OTHER INTEGRATED CONSTRUCTION","General","F102090: SPECIAL CONSTRUCTION, INTEGRATED CONSTRUCTION, OTHER INTEGRATED CONSTRUCTION - General"]
[null,null,null,null,null,null,null,null,null,null,null,"23-25 19 11","Dermatology Furnishings","23-25 19 11: Dermatology Furnishings",null,null,42329,"F10 SPECIAL CONSTRUCTION","F1020 INTEGRATED CONSTRUCTION","F102090 OTHER INTEGRATED CONSTRUCTION","Other","F102090: SPECIAL CONSTRUCTION, INTEGRATED CONSTRUCTION, OTHER INTEGRATED CONSTRUCTION - Other"]
[null,null,null,null,null,null,null,null,null,null,null,"23-25 19 13 11 11","Phototherapy Air Circulators","23-25 19 13 11 11: Phototherapy Air Circulators",null,null,42330,"F10 SPECIAL CONSTRUCTION","F1030 SPECIAL CONSTRUCTION SYSTEMS","F103001 VAULTS","Other","F103001: SPECIAL CONSTRUCTION, SPECIAL CONSTRUCTION SYSTEMS, VAULTS - Other"]
[null,null,null,null,null,null,null,null,null,null,null,"23-25 19 13 11 13","Phototherapy Blankets","23-25 19 13 11 13: Phototherapy Blankets",null,null,43330,"F10 SPECIAL CONSTRUCTION","F1030 SPECIAL CONSTRUCTION SYSTEMS","F103001 VAULTS","Unknown","F103001: SPECIAL CONSTRUCTION, SPECIAL CONSTRUCTION SYSTEMS, VAULTS - Unknown"]
[null,null,null,null,null,null,null,null,null,null,null,"23-25 19 13 11 19","Phototherapy Power Units","23-25 19 13 11 19: Phototherapy Power Units",null,null,43331,"F10 SPECIAL CONSTRUCTION","F1030 SPECIAL CONSTRUCTION SYSTEMS","F103002 SOUND, VIBRATION, AND SEISMIC CONSTRUCTION","Unknown","F103002: SPECIAL CONSTRUCTION, SPECIAL CONSTRUCTION SYSTEMS, SOUND, VIBRATION, AND SEISMIC CONSTRUCTION - Unknown"]
[null,null,null,null,null,null,null,null,null,null,null,"23-25 19 13 11 21","Phototherapy Warmer Beds","23-25 19 13 11 21: Phototherapy Warmer Beds",null,null,41332,"F10 SPECIAL CONSTRUCTION","F1030 SPECIAL CONSTRUCTION SYSTEMS","F103003 RADIATION PROTECTION","General","F103003: SPECIAL CONSTRUCTION, SPECIAL CONSTRUCTION SYSTEMS, RADIATION PROTECTION - General"]
[null,null,null,null,null,null,null,null,null,null,null,"23-25 19 15 13","Hand and Foot Ultraviolet Treatment Booths","23-25 19 15 13: Hand and Foot Ultraviolet Treatment Booths",null,null,41333,"F10 SPECIAL CONSTRUCTION","F1030 SPECIAL CONSTRUCTION SYSTEMS","F103090 OTHER SPECIAL CONSTRUCTION SYSTEMS","General","F103090: SPECIAL CONSTRUCTION, SPECIAL CONSTRUCTION SYSTEMS, OTHER SPECIAL CONSTRUCTION SYSTEMS - General"]
[null,null,null,null,null,null,null,null,null,null,null,"23-25 19 17","Dermatology Devices","23-25 19 17: Dermatology Devices",null,null,42333,"F10 SPECIAL CONSTRUCTION","F1030 SPECIAL CONSTRUCTION SYSTEMS","F103090 OTHER SPECIAL CONSTRUCTION SYSTEMS","Other","F103090: SPECIAL CONSTRUCTION, SPECIAL CONSTRUCTION SYSTEMS, OTHER SPECIAL CONSTRUCTION SYSTEMS - Other"]
[null,null,null,null,null,null,null,null,null,null,null,"23-25 21 13","Emergency Trauma and Intensive Equipment","23-25 21 13: Emergency Trauma and Intensive Equipment",null,null,42334,"F10 SPECIAL CONSTRUCTION","F1040 SPECIAL FACILITIES","F104001 INTERIOR SWIMMING POOLS","Other","F104001: SPECIAL CONSTRUCTION, SPECIAL FACILITIES, INTERIOR SWIMMING POOLS - Other"]
[null,null,null,null,null,null,null,null,null,null,null,"23-25 21 13 11","Emergency Carts","23-25 21 13 11: Emergency Carts",null,null,43334,"F10 SPECIAL CONSTRUCTION","F1040 SPECIAL FACILITIES","F104001 INTERIOR SWIMMING POOLS","Unknown","F104001: SPECIAL CONSTRUCTION, SPECIAL FACILITIES, INTERIOR SWIMMING POOLS - Unknown"]
[null,null,null,null,null,null,null,null,null,null,null,"23-25 21 13 13 13","Ambulance Cots","23-25 21 13 13 13: Ambulance Cots",null,null,43335,"F10 SPECIAL CONSTRUCTION","F1040 SPECIAL FACILITIES","F104002 LIQUID AND GAS STORAGE TANKS","Unknown","F104002: SPECIAL CONSTRUCTION, SPECIAL FACILITIES, LIQUID AND GAS STORAGE TANKS - Unknown"]
[null,null,null,null,null,null,null,null,null,null,null,"23-25 21 13 13 19","Scoop Stretchers","23-25 21 13 13 19: Scoop Stretchers",null,null,43336,"F10 SPECIAL CONSTRUCTION","F1040 SPECIAL FACILITIES","F104003 KENNELS AND ANIMAL SHELTERS","Unknown","F104003: SPECIAL CONSTRUCTION, SPECIAL FACILITIES, KENNELS AND ANIMAL SHELTERS - Unknown"]
[null,null,null,null,null,null,null,null,null,null,null,"23-25 21 13 13 23","Water Rescue Tubes","23-25 21 13 13 23: Water Rescue Tubes",null,null,42337,"F10 SPECIAL CONSTRUCTION","F1040 SPECIAL FACILITIES","F104004 SITE CONSTRUCTED INCINERATORS","Other","F104004: SPECIAL CONSTRUCTION, SPECIAL FACILITIES, SITE CONSTRUCTED INCINERATORS - Other"]
[null,null,null,null,null,null,null,null,null,null,null,"23-25 21 13 15","Emergency Airway Management Products","23-25 21 13 15: Emergency Airway Management Products",null,null,43337,"F10 SPECIAL CONSTRUCTION","F1040 SPECIAL FACILITIES","F104004 SITE CONSTRUCTED INCINERATORS","Unknown","F104004: SPECIAL CONSTRUCTION, SPECIAL FACILITIES, SITE CONSTRUCTED INCINERATORS - Unknown"]
[null,null,null,null,null,null,null,null,null,null,null,"23-25 21 13 15 15","Emergency Suction Units","23-25 21 13 15 15: Emergency Suction Units",null,null,43338,"F10 SPECIAL CONSTRUCTION","F1040 SPECIAL FACILITIES","F104005 ICE RINKS","Unknown","F104005: SPECIAL CONSTRUCTION, SPECIAL FACILITIES, ICE RINKS - Unknown"]
[null,null,null,null,null,null,null,null,null,null,null,"23-25 21 13 15 17","Emergency Tracheal Tube Kits","23-25 21 13 15 17: Emergency Tracheal Tube Kits",null,null,41339,"F10 SPECIAL CONSTRUCTION","F1040 SPECIAL FACILITIES","F104090 OTHER SPECIAL FACILITIES","General","F104090: SPECIAL CONSTRUCTION, SPECIAL FACILITIES, OTHER SPECIAL FACILITIES - General"]
[null,null,null,null,null,null,null,null,null,null,null,"23-25 21 13 17 13","Emergency First Aid Kits","23-25 21 13 17 13: Emergency First Aid Kits",null,null,41340,"F10 SPECIAL CONSTRUCTION","F1050 SPECIAL CTRLS / INSTRUMENTATION","F105001 RECORDING INSTRUMENTATION","General","F105001: SPECIAL CONSTRUCTION, SPECIAL CTRLS / INSTRUMENTATION, RECORDING INSTRUMENTATION - General"]
[null,null,null,null,null,null,null,null,null,null,null,"23-25 21 13 17 15","Emergency Fracture Kits","23-25 21 13 17 15: Emergency Fracture Kits",null,null,42340,"F10 SPECIAL CONSTRUCTION","F1050 SPECIAL CTRLS / INSTRUMENTATION","F105001 RECORDING INSTRUMENTATION","Other","F105001: SPECIAL CONSTRUCTION, SPECIAL CTRLS / INSTRUMENTATION, RECORDING INSTRUMENTATION - Other"]
[null,null,null,null,null,null,null,null,null,null,null,"23-25 21 13 17 21","Emergency Medical Technician Kits","23-25 21 13 17 21: Emergency Medical Technician Kits",null,null,42341,"F10 SPECIAL CONSTRUCTION","F1050 SPECIAL CTRLS / INSTRUMENTATION","F105002 BUILDING AUTOMATION SYSTEMS","Other","F105002: SPECIAL CONSTRUCTION, SPECIAL CTRLS / INSTRUMENTATION, BUILDING AUTOMATION SYSTEMS - Other"]
[null,null,null,null,null,null,null,null,null,null,null,"23-25 21 13 17 23","Emergency Obstetrics Kits","23-25 21 13 17 23: Emergency Obstetrics Kits",null,null,43341,"F10 SPECIAL CONSTRUCTION","F1050 SPECIAL CTRLS / INSTRUMENTATION","F105002 BUILDING AUTOMATION SYSTEMS","Unknown","F105002: SPECIAL CONSTRUCTION, SPECIAL CTRLS / INSTRUMENTATION, BUILDING AUTOMATION SYSTEMS - Unknown"]
[null,null,null,null,null,null,null,null,null,null,null,"23-25 21 13 17 29","Emergency Ventriculostomy Kits","23-25 21 13 17 29: Emergency Ventriculostomy Kits",null,null,43342,"F10 SPECIAL CONSTRUCTION","F1050 SPECIAL CTRLS / INSTRUMENTATION","F105090 OTHER SPECIAL CONTROLS AND INSTRUMENTATION","Unknown","F105090: SPECIAL CONSTRUCTION, SPECIAL CTRLS / INSTRUMENTATION, OTHER SPECIAL CONTROLS AND INSTRUMENTATION - Unknown"]
[null,null,null,null,null,null,null,null,null,null,null,"23-25 21 13 19","Emergency Resuscitation Products","23-25 21 13 19: Emergency Resuscitation Products",null,null,41343,"F20 SELECTIVE BUILDING DEMOLITION","F2010 BUILDING ELEMENTS DEMOLITION","F201001 SUBSTRUCTURE & SUPERSTRUCTURE","General","F201001: SELECTIVE BUILDING DEMOLITION, BUILDING ELEMENTS DEMOLITION, SUBSTRUCTURE & SUPERSTRUCTURE - General"]
[null,null,null,null,null,null,null,null,null,null,null,"23-25 21 13 19 11 13","Acute Care Defibrillator With Monitors","23-25 21 13 19 11 13: Acute Care Defibrillator With Monitors",null,null,41344,"F20 SELECTIVE BUILDING DEMOLITION","F2010 BUILDING ELEMENTS DEMOLITION","F201002 EXTERIOR CLOSURE","General","F201002: SELECTIVE BUILDING DEMOLITION, BUILDING ELEMENTS DEMOLITION, EXTERIOR CLOSURE - General"]
[null,null,null,null,null,null,null,null,null,null,null,"23-25 21 13 19 11 15","Automatic Defibrillators","23-25 21 13 19 11 15: Automatic Defibrillators",null,null,42344,"F20 SELECTIVE BUILDING DEMOLITION","F2010 BUILDING ELEMENTS DEMOLITION","F201002 EXTERIOR CLOSURE","Other","F201002: SELECTIVE BUILDING DEMOLITION, BUILDING ELEMENTS DEMOLITION, EXTERIOR CLOSURE - Other"]
[null,null,null,null,null,null,null,null,null,null,null,"23-25 21 13 19 13","Defibrillator Analyzers","23-25 21 13 19 13: Defibrillator Analyzers",null,null,42345,"F20 SELECTIVE BUILDING DEMOLITION","F2010 BUILDING ELEMENTS DEMOLITION","F201003 ROOFING","Other","F201003: SELECTIVE BUILDING DEMOLITION, BUILDING ELEMENTS DEMOLITION, ROOFING - Other"]
[null,null,null,null,null,null,null,null,null,null,null,"23-25 21 13 19 17","Emergency Resuscitators","23-25 21 13 19 17: Emergency Resuscitators",null,null,41346,"F20 SELECTIVE BUILDING DEMOLITION","F2010 BUILDING ELEMENTS DEMOLITION","F201004 INTERIOR CONSTRUCTION & FINISHES","General","F201004: SELECTIVE BUILDING DEMOLITION, BUILDING ELEMENTS DEMOLITION, INTERIOR CONSTRUCTION & FINISHES - General"]
[null,null,null,null,null,null,null,null,null,null,null,"23-25 21 13 19 17 15","Emergency Oxygen Powered Resuscitators","23-25 21 13 19 17 15: Emergency Oxygen Powered Resuscitators",null,null,41347,"F20 SELECTIVE BUILDING DEMOLITION","F2010 BUILDING ELEMENTS DEMOLITION","F201005 CONVEYING SYSTEMS","General","F201005: SELECTIVE BUILDING DEMOLITION, BUILDING ELEMENTS DEMOLITION, CONVEYING SYSTEMS - General"]
[null,null,null,null,null,null,null,null,null,null,null,"23-25 21 13 21","Acute Care Monitoring Units","23-25 21 13 21: Acute Care Monitoring Units",null,null,42347,"F20 SELECTIVE BUILDING DEMOLITION","F2010 BUILDING ELEMENTS DEMOLITION","F201005 CONVEYING SYSTEMS","Other","F201005: SELECTIVE BUILDING DEMOLITION, BUILDING ELEMENTS DEMOLITION, CONVEYING SYSTEMS - Other"]
[null,null,null,null,null,null,null,null,null,null,null,"23-25 21 13 21 15","Cardiac Output Monitoring Units","23-25 21 13 21 15: Cardiac Output Monitoring Units",null,null,42348,"F20 SELECTIVE BUILDING DEMOLITION","F2010 BUILDING ELEMENTS DEMOLITION","F201006 MECHANICAL SYSTEMS","Other","F201006: SELECTIVE BUILDING DEMOLITION, BUILDING ELEMENTS DEMOLITION, MECHANICAL SYSTEMS - Other"]
[null,null,null,null,null,null,null,null,null,null,null,"23-25 21 13 21 17","Intracranial Pressure Monitoring Units","23-25 21 13 21 17: Intracranial Pressure Monitoring Units",null,null,43348,"F20 SELECTIVE BUILDING DEMOLITION","F2010 BUILDING ELEMENTS DEMOLITION","F201006 MECHANICAL SYSTEMS","Unknown","F201006: SELECTIVE BUILDING DEMOLITION, BUILDING ELEMENTS DEMOLITION, MECHANICAL SYSTEMS - Unknown"]
[null,null,null,null,null,null,null,null,null,null,null,"23-25 21 15 11","Intensive Care Unit Prefabricated Service Columns","23-25 21 15 11: Intensive Care Unit Prefabricated Service Columns",null,null,43349,"F20 SELECTIVE BUILDING DEMOLITION","F2010 BUILDING ELEMENTS DEMOLITION","F201007 ELECTRICAL SYSTEMS","Unknown","F201007: SELECTIVE BUILDING DEMOLITION, BUILDING ELEMENTS DEMOLITION, ELECTRICAL SYSTEMS - Unknown"]
[null,null,null,null,null,null,null,null,null,null,null,"23-25 21 15 13","Trauma Workcenters","23-25 21 15 13: Trauma Workcenters",null,null,41350,"F20 SELECTIVE BUILDING DEMOLITION","F2010 BUILDING ELEMENTS DEMOLITION","F201008 EQUIPMENT & FURNISHINGS","General","F201008: SELECTIVE BUILDING DEMOLITION, BUILDING ELEMENTS DEMOLITION, EQUIPMENT & FURNISHINGS - General"]
[null,null,null,null,null,null,null,null,null,null,null,"23-25 23 11 13","Dialysis Tables","23-25 23 11 13: Dialysis Tables",null,null,41351,"F20 SELECTIVE BUILDING DEMOLITION","F2010 BUILDING ELEMENTS DEMOLITION","F201090 OTHER NON-HAZARDOUS SELECTIVE BUILDING DEMOLITION","General","F201090: SELECTIVE BUILDING DEMOLITION, BUILDING ELEMENTS DEMOLITION, OTHER NON-HAZARDOUS SELECTIVE BUILDING DEMOLITION - General"]
[null,null,null,null,null,null,null,null,null,null,null,"23-25 23 13","Endocrinology Equipment","23-25 23 13: Endocrinology Equipment",null,null,42351,"F20 SELECTIVE BUILDING DEMOLITION","F2010 BUILDING ELEMENTS DEMOLITION","F201090 OTHER NON-HAZARDOUS SELECTIVE BUILDING DEMOLITION","Other","F201090: SELECTIVE BUILDING DEMOLITION, BUILDING ELEMENTS DEMOLITION, OTHER NON-HAZARDOUS SELECTIVE BUILDING DEMOLITION - Other"]
[null,null,null,null,null,null,null,null,null,null,null,"23-25 23 13 11 13","Dialysis Boxes","23-25 23 13 11 13: Dialysis Boxes",null,null,42352,"F20 SELECTIVE BUILDING DEMOLITION","F2020 HAZARDOUS COMPONENTS ABATEMENT","F202001 SUBSTRUCTURE & SUPERSTRUCTURE","Other","F202001: SELECTIVE BUILDING DEMOLITION, HAZARDOUS COMPONENTS ABATEMENT, SUBSTRUCTURE & SUPERSTRUCTURE - Other"]
[null,null,null,null,null,null,null,null,null,null,null,"23-25 23 13 11 15","Pheresis Units","23-25 23 13 11 15: Pheresis Units",null,null,43352,"F20 SELECTIVE BUILDING DEMOLITION","F2020 HAZARDOUS COMPONENTS ABATEMENT","F202001 SUBSTRUCTURE & SUPERSTRUCTURE","Unknown","F202001: SELECTIVE BUILDING DEMOLITION, HAZARDOUS COMPONENTS ABATEMENT, SUBSTRUCTURE & SUPERSTRUCTURE - Unknown"]
[null,null,null,null,null,null,null,null,null,null,null,"23-25 23 13 13","Hemodialysis Products","23-25 23 13 13: Hemodialysis Products",null,null,43353,"F20 SELECTIVE BUILDING DEMOLITION","F2020 HAZARDOUS COMPONENTS ABATEMENT","F202002 EXTERIOR CLOSURE","Unknown","F202002: SELECTIVE BUILDING DEMOLITION, HAZARDOUS COMPONENTS ABATEMENT, EXTERIOR CLOSURE - Unknown"]
[null,null,null,null,null,null,null,null,null,null,null,"23-25 23 13 13 11","Hemodialysis Blood Oxygen Demand Units","23-25 23 13 13 11: Hemodialysis Blood Oxygen Demand Units",null,null,41354,"F20 SELECTIVE BUILDING DEMOLITION","F2020 HAZARDOUS COMPONENTS ABATEMENT","F202003 ROOFING","General","F202003: SELECTIVE BUILDING DEMOLITION, HAZARDOUS COMPONENTS ABATEMENT, ROOFING - General"]
[null,null,null,null,null,null,null,null,null,null,null,"23-25 23 13 13 19","Hemodialysis Pressure Pumps","23-25 23 13 13 19: Hemodialysis Pressure Pumps",null,null,42355,"F20 SELECTIVE BUILDING DEMOLITION","F2020 HAZARDOUS COMPONENTS ABATEMENT","F202004 INTERIOR CONSTRUCTION & FINISHES","Other","F202004: SELECTIVE BUILDING DEMOLITION, HAZARDOUS COMPONENTS ABATEMENT, INTERIOR CONSTRUCTION & FINISHES - Other"]
[null,null,null,null,null,null,null,null,null,null,null,"23-25 23 13 13 21","Hemodialysis Reprocessing Units","23-25 23 13 13 21: Hemodialysis Reprocessing Units",null,null,43355,"F20 SELECTIVE BUILDING DEMOLITION","F2020 HAZARDOUS COMPONENTS ABATEMENT","F202004 INTERIOR CONSTRUCTION & FINISHES","Unknown","F202004: SELECTIVE BUILDING DEMOLITION, HAZARDOUS COMPONENTS ABATEMENT, INTERIOR CONSTRUCTION & FINISHES - Unknown"]
[null,null,null,null,null,null,null,null,null,null,null,"23-25 23 13 13 27","Hemodialysis Unit Blood Pumps","23-25 23 13 13 27: Hemodialysis Unit Blood Pumps",null,null,43356,"F20 SELECTIVE BUILDING DEMOLITION","F2020 HAZARDOUS COMPONENTS ABATEMENT","F202005 CONVEYING SYSTEMS","Unknown","F202005: SELECTIVE BUILDING DEMOLITION, HAZARDOUS COMPONENTS ABATEMENT, CONVEYING SYSTEMS - Unknown"]
[null,null,null,null,null,null,null,null,null,null,null,"23-25 23 13 13 29","Hemodialysis Unit Heparin Infusion Pumps","23-25 23 13 13 29: Hemodialysis Unit Heparin Infusion Pumps",null,null,41357,"F20 SELECTIVE BUILDING DEMOLITION","F2020 HAZARDOUS COMPONENTS ABATEMENT","F202006 MECHANICAL SYSTEMS","General","F202006: SELECTIVE BUILDING DEMOLITION, HAZARDOUS COMPONENTS ABATEMENT, MECHANICAL SYSTEMS - General"]
[null,null,null,null,null,null,null,null,null,null,null,"23-25 23 13 13 35","Hemodialysis Unit Temperature Monitors","23-25 23 13 13 35: Hemodialysis Unit Temperature Monitors",null,null,41358,"F20 SELECTIVE BUILDING DEMOLITION","F2020 HAZARDOUS COMPONENTS ABATEMENT","F202007 ELECTRICAL SYSTEMS","General","F202007: SELECTIVE BUILDING DEMOLITION, HAZARDOUS COMPONENTS ABATEMENT, ELECTRICAL SYSTEMS - General"]
[null,null,null,null,null,null,null,null,null,null,null,"23-25 23 13 13 37","Hemodialysis Unit Test Equipment","23-25 23 13 13 37: Hemodialysis Unit Test Equipment",null,null,42358,"F20 SELECTIVE BUILDING DEMOLITION","F2020 HAZARDOUS COMPONENTS ABATEMENT","F202007 ELECTRICAL SYSTEMS","Other","F202007: SELECTIVE BUILDING DEMOLITION, HAZARDOUS COMPONENTS ABATEMENT, ELECTRICAL SYSTEMS - Other"]
[null,null,null,null,null,null,null,null,null,null,null,"23-25 23 13 15","Continuous Renal Replacement Therapy Products","23-25 23 13 15: Continuous Renal Replacement Therapy Products",null,null,42359,"F20 SELECTIVE BUILDING DEMOLITION","F2020 HAZARDOUS COMPONENTS ABATEMENT","F202008 EQUIPMENT & FURNISHINGS","Other","F202008: SELECTIVE BUILDING DEMOLITION, HAZARDOUS COMPONENTS ABATEMENT, EQUIPMENT & FURNISHINGS - Other"]
[null,null,null,null,null,null,null,null,null,null,null,"23-25 23 13 15 11","Continuous Arteriovenous Dialysis Units","23-25 23 13 15 11: Continuous Arteriovenous Dialysis Units",null,null,43359,"F20 SELECTIVE BUILDING DEMOLITION","F2020 HAZARDOUS COMPONENTS ABATEMENT","F202008 EQUIPMENT & FURNISHINGS","Unknown","F202008: SELECTIVE BUILDING DEMOLITION, HAZARDOUS COMPONENTS ABATEMENT, EQUIPMENT & FURNISHINGS - Unknown"]
[null,null,null,null,null,null,null,null,null,null,null,"23-25 23 13 15 17","Continuous Venovenous Hemofiltration Units","23-25 23 13 15 17: Continuous Venovenous Hemofiltration Units",null,null,43360,"F20 SELECTIVE BUILDING DEMOLITION","F2020 HAZARDOUS COMPONENTS ABATEMENT","F202090 OTHER HAZARDOUS SELECTIVE BUILDING DEMOLITION","Unknown","F202090: SELECTIVE BUILDING DEMOLITION, HAZARDOUS COMPONENTS ABATEMENT, OTHER HAZARDOUS SELECTIVE BUILDING DEMOLITION - Unknown"]
[null,null,null,null,null,null,null,null,null,null,null,"23-25 23 13 15 19","Renal Dialysis Cartridge Flushing Units","23-25 23 13 15 19: Renal Dialysis Cartridge Flushing Units",null,null,41361,"G10 SITE PREPARATIONS","G1010 SITE CLEARING","G101001 CLEARING","General","G101001: SITE PREPARATIONS, SITE CLEARING, CLEARING - General"]
[null,null,null,null,null,null,null,null,null,null,null,"23-25 25 11","Gastroenterology Furnishings","23-25 25 11: Gastroenterology Furnishings",null,null,41362,"G10 SITE PREPARATIONS","G1010 SITE CLEARING","G101002 TREE REMOVAL","General","G101002: SITE PREPARATIONS, SITE CLEARING, TREE REMOVAL - General"]
[null,null,null,null,null,null,null,null,null,null,null,"23-25 25 11 11","Proctology Examination Tables","23-25 25 11 11: Proctology Examination Tables",null,null,42362,"G10 SITE PREPARATIONS","G1010 SITE CLEARING","G101002 TREE REMOVAL","Other","G101002: SITE PREPARATIONS, SITE CLEARING, TREE REMOVAL - Other"]
[null,null,null,null,null,null,null,null,null,null,null,"23-25 25 11 13 15","Endoscopic Procedure Carts","23-25 25 11 13 15: Endoscopic Procedure Carts",null,null,43363,"G10 SITE PREPARATIONS","G1010 SITE CLEARING","G101003 STUMP REMOVAL","Unknown","G101003: SITE PREPARATIONS, SITE CLEARING, STUMP REMOVAL - Unknown"]
[null,null,null,null,null,null,null,null,null,null,null,"23-25 25 13","Gastroenterology Equipment","23-25 25 13: Gastroenterology Equipment",null,null,41364,"G10 SITE PREPARATIONS","G1010 SITE CLEARING","G101004 GRUBBING","General","G101004: SITE PREPARATIONS, SITE CLEARING, GRUBBING - General"]
[null,null,null,null,null,null,null,null,null,null,null,"23-25 27 11","General Internal Medicine Furnishings","23-25 27 11: General Internal Medicine Furnishings",null,null,41365,"G10 SITE PREPARATIONS","G1010 SITE CLEARING","G101005 SELECTIVE THINNING","General","G101005: SITE PREPARATIONS, SITE CLEARING, SELECTIVE THINNING - General"]
[null,null,null,null,null,null,null,null,null,null,null,"23-25 27 11 11","Intravenous Transport Products","23-25 27 11 11: Intravenous Transport Products",null,null,42365,"G10 SITE PREPARATIONS","G1010 SITE CLEARING","G101005 SELECTIVE THINNING","Other","G101005: SITE PREPARATIONS, SITE CLEARING, SELECTIVE THINNING - Other"]
[null,null,null,null,null,null,null,null,null,null,null,"23-25 27 11 11 15","Intravenous Infusion Gravity Systems Mounted Tracks ","23-25 27 11 11 15: Intravenous Infusion Gravity Systems Mounted Tracks ",null,null,42366,"G10 SITE PREPARATIONS","G1010 SITE CLEARING","G101006 DEBRIS DISPOSAL","Other","G101006: SITE PREPARATIONS, SITE CLEARING, DEBRIS DISPOSAL - Other"]
[null,null,null,null,null,null,null,null,null,null,null,"23-25 27 11 11 17","Intravenous Line Poles","23-25 27 11 11 17: Intravenous Line Poles",null,null,43366,"G10 SITE PREPARATIONS","G1010 SITE CLEARING","G101006 DEBRIS DISPOSAL","Unknown","G101006: SITE PREPARATIONS, SITE CLEARING, DEBRIS DISPOSAL - Unknown"]
[null,null,null,null,null,null,null,null,null,null,null,"23-25 27 13","General Internal Medicine Equipment","23-25 27 13: General Internal Medicine Equipment",null,null,43367,"G10 SITE PREPARATIONS","G1010 SITE CLEARING","G101090 OTHER SITE CLEARING","Unknown","G101090: SITE PREPARATIONS, SITE CLEARING, OTHER SITE CLEARING - Unknown"]
[null,null,null,null,null,null,null,null,null,null,null,"23-25 27 13 11","Endoscopy Carts","23-25 27 13 11: Endoscopy Carts",null,null,44216,"G10 SITE PREPARATIONS","G1010 SITE CLEARING","G101090 OTHER SITE CLEARING","Trash Receptacle","G101090: SITE PREPARATIONS, SITE CLEARING, OTHER SITE CLEARING - Trash Receptacle"]
[null,null,null,null,null,null,null,null,null,null,null,"23-25 27 13 11 11 13","Fiberoptic Endoscopy Carts With Video Accessories","23-25 27 13 11 11 13: Fiberoptic Endoscopy Carts With Video Accessories",null,null,43368,"G10 SITE PREPARATIONS","G1020 SITE DEMOLITION & RELOCATIONS","G102001 BUILDING MASS DEMOLITION","Unknown","G102001: SITE PREPARATIONS, SITE DEMOLITION & RELOCATIONS, BUILDING MASS DEMOLITION - Unknown"]
[null,null,null,null,null,null,null,null,null,null,null,"23-25 27 13 11 11 15","Fiberoptic Endoscopy Carts With Video Accessories And Information Management","23-25 27 13 11 11 15: Fiberoptic Endoscopy Carts With Video Accessories And Information Management",null,null,41369,"G10 SITE PREPARATIONS","G1020 SITE DEMOLITION & RELOCATIONS","G102002 ABOVE GROUND SITE DEMOLITION","General","G102002: SITE PREPARATIONS, SITE DEMOLITION & RELOCATIONS, ABOVE GROUND SITE DEMOLITION - General"]
[null,null,null,null,null,null,null,null,null,null,null,"23-25 27 13 13","Intravenous Pump Products","23-25 27 13 13: Intravenous Pump Products",null,null,41370,"G10 SITE PREPARATIONS","G1020 SITE DEMOLITION & RELOCATIONS","G102003 UNDERGROUND SITE DEMOLITION","General","G102003: SITE PREPARATIONS, SITE DEMOLITION & RELOCATIONS, UNDERGROUND SITE DEMOLITION - General"]
[null,null,null,null,null,null,null,null,null,null,null,"23-25 27 13 13 11","General Use Intravenous Pumps","23-25 27 13 13 11: General Use Intravenous Pumps",null,null,42370,"G10 SITE PREPARATIONS","G1020 SITE DEMOLITION & RELOCATIONS","G102003 UNDERGROUND SITE DEMOLITION","Other","G102003: SITE PREPARATIONS, SITE DEMOLITION & RELOCATIONS, UNDERGROUND SITE DEMOLITION - Other"]
[null,null,null,null,null,null,null,null,null,null,null,"23-25 27 13 13 17","Intravenous Infusion Pump Transducers","23-25 27 13 13 17: Intravenous Infusion Pump Transducers",null,null,42371,"G10 SITE PREPARATIONS","G1020 SITE DEMOLITION & RELOCATIONS","G102004 BUILDING RELOCATION","Other","G102004: SITE PREPARATIONS, SITE DEMOLITION & RELOCATIONS, BUILDING RELOCATION - Other"]
[null,null,null,null,null,null,null,null,null,null,null,"23-25 27 13 13 21","Multichannel Intravenous Pumps","23-25 27 13 13 21: Multichannel Intravenous Pumps",null,null,41372,"G10 SITE PREPARATIONS","G1020 SITE DEMOLITION & RELOCATIONS","G102005 UTILITY RELOCATION","General","G102005: SITE PREPARATIONS, SITE DEMOLITION & RELOCATIONS, UTILITY RELOCATION - General"]
[null,null,null,null,null,null,null,null,null,null,null,"23-25 27 13 15 13","Urethral Sound Sets","23-25 27 13 15 13: Urethral Sound Sets",null,null,41373,"G10 SITE PREPARATIONS","G1020 SITE DEMOLITION & RELOCATIONS","G102006 FENCING RELOCATION","General","G102006: SITE PREPARATIONS, SITE DEMOLITION & RELOCATIONS, FENCING RELOCATION - General"]
[null,null,null,null,null,null,null,null,null,null,null,"23-25 27 13 15 15","Urethral Stone Remover Sets","23-25 27 13 15 15: Urethral Stone Remover Sets",null,null,42373,"G10 SITE PREPARATIONS","G1020 SITE DEMOLITION & RELOCATIONS","G102006 FENCING RELOCATION","Other","G102006: SITE PREPARATIONS, SITE DEMOLITION & RELOCATIONS, FENCING RELOCATION - Other"]
[null,null,null,null,null,null,null,null,null,null,null,"23-25 27 13 17","Endoscopes Products","23-25 27 13 17: Endoscopes Products",null,null,42374,"G10 SITE PREPARATIONS","G1020 SITE DEMOLITION & RELOCATIONS","G102007 SITE CLEANUP","Other","G102007: SITE PREPARATIONS, SITE DEMOLITION & RELOCATIONS, SITE CLEANUP - Other"]
[null,null,null,null,null,null,null,null,null,null,null,"23-25 27 13 17 11","Rigid Endoscopes","23-25 27 13 17 11: Rigid Endoscopes",null,null,43374,"G10 SITE PREPARATIONS","G1020 SITE DEMOLITION & RELOCATIONS","G102007 SITE CLEANUP","Unknown","G102007: SITE PREPARATIONS, SITE DEMOLITION & RELOCATIONS, SITE CLEANUP - Unknown"]
[null,null,null,null,null,null,null,null,null,null,null,"23-25 27 13 17 17","Resectoscopes","23-25 27 13 17 17: Resectoscopes",null,null,43375,"G10 SITE PREPARATIONS","G1020 SITE DEMOLITION & RELOCATIONS","G102090 OTHER SITE DEMOLITION & RELOCATIONS","Unknown","G102090: SITE PREPARATIONS, SITE DEMOLITION & RELOCATIONS, OTHER SITE DEMOLITION & RELOCATIONS - Unknown"]
[null,null,null,null,null,null,null,null,null,null,null,"23-25 27 13 17 19","Laparoscopes","23-25 27 13 17 19: Laparoscopes",null,null,41376,"G10 SITE PREPARATIONS","G1030 SITE EARTHWORK","G103001 GRADING","General","G103001: SITE PREPARATIONS, SITE EARTHWORK, GRADING - General"]
[null,null,null,null,null,null,null,null,null,null,null,"23-25 27 13 17 25","Endoscopic Sphincterotomes","23-25 27 13 17 25: Endoscopic Sphincterotomes",null,null,41377,"G10 SITE PREPARATIONS","G1030 SITE EARTHWORK","G103002 COMMON EXCAVATION","General","G103002: SITE PREPARATIONS, SITE EARTHWORK, COMMON EXCAVATION - General"]
[null,null,null,null,null,null,null,null,null,null,null,"23-25 27 13 17 27","Duodenoscopes","23-25 27 13 17 27: Duodenoscopes",null,null,42377,"G10 SITE PREPARATIONS","G1030 SITE EARTHWORK","G103002 COMMON EXCAVATION","Other","G103002: SITE PREPARATIONS, SITE EARTHWORK, COMMON EXCAVATION - Other"]
[null,null,null,null,null,null,null,null,null,null,null,"23-25 27 13 17 27 15","Fiberoptic Therapeutic Duodenoscopes","23-25 27 13 17 27 15: Fiberoptic Therapeutic Duodenoscopes",null,null,42378,"G10 SITE PREPARATIONS","G1030 SITE EARTHWORK","G103003 ROCK EXCAVATION","Other","G103003: SITE PREPARATIONS, SITE EARTHWORK, ROCK EXCAVATION - Other"]
[null,null,null,null,null,null,null,null,null,null,null,"23-25 27 13 17 27 17","Video Therapeutic Duodenoscopes","23-25 27 13 17 27 17: Video Therapeutic Duodenoscopes",null,null,43378,"G10 SITE PREPARATIONS","G1030 SITE EARTHWORK","G103003 ROCK EXCAVATION","Unknown","G103003: SITE PREPARATIONS, SITE EARTHWORK, ROCK EXCAVATION - Unknown"]
[null,null,null,null,null,null,null,null,null,null,null,"23-25 27 13 17 33","Endoscopic Heater Probe Units","23-25 27 13 17 33: Endoscopic Heater Probe Units",null,null,43379,"G10 SITE PREPARATIONS","G1030 SITE EARTHWORK","G103004 FILL & BORROW","Unknown","G103004: SITE PREPARATIONS, SITE EARTHWORK, FILL & BORROW - Unknown"]
[null,null,null,null,null,null,null,null,null,null,null,"23-25 27 13 17 35","Endoscopic Imaging Equipment","23-25 27 13 17 35: Endoscopic Imaging Equipment",null,null,41380,"G10 SITE PREPARATIONS","G1030 SITE EARTHWORK","G103005 COMPACTION","General","G103005: SITE PREPARATIONS, SITE EARTHWORK, COMPACTION - General"]
[null,null,null,null,null,null,null,null,null,null,null,"23-25 27 13 17 39","Endoscopic Distention Units","23-25 27 13 17 39: Endoscopic Distention Units",null,null,43380,"G10 SITE PREPARATIONS","G1030 SITE EARTHWORK","G103005 COMPACTION","Unknown","G103005: SITE PREPARATIONS, SITE EARTHWORK, COMPACTION - Unknown"]
[null,null,null,null,null,null,null,null,null,null,null,"23-25 27 13 17 45","Endoscopic Recorders","23-25 27 13 17 45: Endoscopic Recorders",null,null,43381,"G10 SITE PREPARATIONS","G1030 SITE EARTHWORK","G103006 SOIL STABILIZATION","Unknown","G103006: SITE PREPARATIONS, SITE EARTHWORK, SOIL STABILIZATION - Unknown"]
[null,null,null,null,null,null,null,null,null,null,null,"23-25 27 13 17 47 13","Therapeutic Video Enteroscopes","23-25 27 13 17 47 13: Therapeutic Video Enteroscopes",null,null,43382,"G10 SITE PREPARATIONS","G1030 SITE EARTHWORK","G103007 SLOPE STABILIZATION","Unknown","G103007: SITE PREPARATIONS, SITE EARTHWORK, SLOPE STABILIZATION - Unknown"]
[null,null,null,null,null,null,null,null,null,null,null,"23-25 27 13 19","Gastroscope Products","23-25 27 13 19: Gastroscope Products",null,null,41383,"G10 SITE PREPARATIONS","G1030 SITE EARTHWORK","G103008 SOIL TREATMENT","General","G103008: SITE PREPARATIONS, SITE EARTHWORK, SOIL TREATMENT - General"]
[null,null,null,null,null,null,null,null,null,null,null,"23-25 27 13 21","Sigmoidoscope Products","23-25 27 13 21: Sigmoidoscope Products",null,null,41384,"G10 SITE PREPARATIONS","G1030 SITE EARTHWORK","G103009 SHORING","General","G103009: SITE PREPARATIONS, SITE EARTHWORK, SHORING - General"]
[null,null,null,null,null,null,null,null,null,null,null,"23-25 27 13 21 11","Therapeutic Sigmoidoscopes","23-25 27 13 21 11: Therapeutic Sigmoidoscopes",null,null,42384,"G10 SITE PREPARATIONS","G1030 SITE EARTHWORK","G103009 SHORING","Other","G103009: SITE PREPARATIONS, SITE EARTHWORK, SHORING - Other"]
[null,null,null,null,null,null,null,null,null,null,null,"23-25 27 13 23","Colonoscopy Products","23-25 27 13 23: Colonoscopy Products",null,null,42385,"G10 SITE PREPARATIONS","G1030 SITE EARTHWORK","G103010 TEMPORARY DEWATERING","Other","G103010: SITE PREPARATIONS, SITE EARTHWORK, TEMPORARY DEWATERING - Other"]
[null,null,null,null,null,null,null,null,null,null,null,"23-25 27 13 23 11","Mobile Colonoscope System With Accessories","23-25 27 13 23 11: Mobile Colonoscope System With Accessories",null,null,43385,"G10 SITE PREPARATIONS","G1030 SITE EARTHWORK","G103010 TEMPORARY DEWATERING","Unknown","G103010: SITE PREPARATIONS, SITE EARTHWORK, TEMPORARY DEWATERING - Unknown"]
[null,null,null,null,null,null,null,null,null,null,null,"23-25 27 13 23 13 13","Video Therapeutic Colonoscopes","23-25 27 13 23 13 13: Video Therapeutic Colonoscopes",null,null,43386,"G10 SITE PREPARATIONS","G1030 SITE EARTHWORK","G103011 TEMPORARY EROSION & SEDIMENT CONTROL","Unknown","G103011: SITE PREPARATIONS, SITE EARTHWORK, TEMPORARY EROSION & SEDIMENT CONTROL - Unknown"]
[null,null,null,null,null,null,null,null,null,null,null,"23-25 27 15","General Internal Medicine Prefabricated Structures","23-25 27 15: General Internal Medicine Prefabricated Structures",null,null,41387,"G10 SITE PREPARATIONS","G1030 SITE EARTHWORK","G103090 OTHER SITE EARTHWORK","General","G103090: SITE PREPARATIONS, SITE EARTHWORK, OTHER SITE EARTHWORK - General"]
[null,null,null,null,null,null,null,null,null,null,null,"23-25 29 11 11 11","Hydrotherapy Baths","23-25 29 11 11 11: Hydrotherapy Baths",null,null,41388,"G10 SITE PREPARATIONS","G1040 HAZARDOUS WASTE REMEDIATION","G104001 REMOVAL OF CONTAMINATED SOIL","General","G104001: SITE PREPARATIONS, HAZARDOUS WASTE REMEDIATION, REMOVAL OF CONTAMINATED SOIL - General"]
[null,null,null,null,null,null,null,null,null,null,null,"23-25 29 11 11 11 11","Body Hydrotherapy Baths","23-25 29 11 11 11 11: Body Hydrotherapy Baths",null,null,42388,"G10 SITE PREPARATIONS","G1040 HAZARDOUS WASTE REMEDIATION","G104001 REMOVAL OF CONTAMINATED SOIL","Other","G104001: SITE PREPARATIONS, HAZARDOUS WASTE REMEDIATION, REMOVAL OF CONTAMINATED SOIL - Other"]
[null,null,null,null,null,null,null,null,null,null,null,"23-25 29 11 11 11 17","Hydrotherapy With Elevating Tub Baths","23-25 29 11 11 11 17: Hydrotherapy With Elevating Tub Baths",null,null,42389,"G10 SITE PREPARATIONS","G1040 HAZARDOUS WASTE REMEDIATION","G104002 SOIL RESTORATION AND TREATMENT","Other","G104002: SITE PREPARATIONS, HAZARDOUS WASTE REMEDIATION, SOIL RESTORATION AND TREATMENT - Other"]
[null,null,null,null,null,null,null,null,null,null,null,"23-25 29 11 13","Therapeutic Tables","23-25 29 11 13: Therapeutic Tables",null,null,42390,"G10 SITE PREPARATIONS","G1040 HAZARDOUS WASTE REMEDIATION","G104090 OTHER HAZARDOUS WASTE REMEDIATION","Other","G104090: SITE PREPARATIONS, HAZARDOUS WASTE REMEDIATION, OTHER HAZARDOUS WASTE REMEDIATION - Other"]
[null,null,null,null,null,null,null,null,null,null,null,"23-25 29 11 13 13","Therapeutic Massage Tables","23-25 29 11 13 13: Therapeutic Massage Tables",null,null,41391,"G20 SITE IMPROVEMENTS","G2010 ROADWAYS","G201001 BASES & SUBBASES","General","G201001: SITE IMPROVEMENTS, ROADWAYS, BASES & SUBBASES - General"]
[null,null,null,null,null,null,null,null,null,null,null,"23-25 29 11 13 15","Traction Physical Therapy Tables","23-25 29 11 13 15: Traction Physical Therapy Tables",null,null,42391,"G20 SITE IMPROVEMENTS","G2010 ROADWAYS","G201001 BASES & SUBBASES","Other","G201001: SITE IMPROVEMENTS, ROADWAYS, BASES & SUBBASES - Other"]
[null,null,null,null,null,null,null,null,null,null,null,"23-25 29 13 11 11","Traction Appliances Carts","23-25 29 13 11 11: Traction Appliances Carts",null,null,42392,"G20 SITE IMPROVEMENTS","G2010 ROADWAYS","G201002 CURBS & GUTTERS","Other","G201002: SITE IMPROVEMENTS, ROADWAYS, CURBS & GUTTERS - Other"]
[null,null,null,null,null,null,null,null,null,null,null,"23-25 29 13 13","Therapeutic Exercise Equipment","23-25 29 13 13: Therapeutic Exercise Equipment",null,null,43392,"G20 SITE IMPROVEMENTS","G2010 ROADWAYS","G201002 CURBS & GUTTERS","Unknown","G201002: SITE IMPROVEMENTS, ROADWAYS, CURBS & GUTTERS - Unknown"]
[null,null,null,null,null,null,null,null,null,null,null,"23-25 29 13 13 15","Therapeutic Exercise Balance Bolsters","23-25 29 13 13 15: Therapeutic Exercise Balance Bolsters",null,null,43393,"G20 SITE IMPROVEMENTS","G2010 ROADWAYS","G201003 PAVED SURFACES","Unknown","G201003: SITE IMPROVEMENTS, ROADWAYS, PAVED SURFACES - Unknown"]
[null,null,null,null,null,null,null,null,null,null,null,"23-25 29 13 13 17","Therapeutic Exercise Balance Rockers","23-25 29 13 13 17: Therapeutic Exercise Balance Rockers",null,null,41394,"G20 SITE IMPROVEMENTS","G2010 ROADWAYS","G201004 MARKING & SIGNAGE","General","G201004: SITE IMPROVEMENTS, ROADWAYS, MARKING & SIGNAGE - General"]
[null,null,null,null,null,null,null,null,null,null,null,"23-25 29 13 13 23","Therapeutic Exercise Skates","23-25 29 13 13 23: Therapeutic Exercise Skates",null,null,44217,"G20 SITE IMPROVEMENTS","G2010 ROADWAYS","G201004 MARKING & SIGNAGE","Pavement Markings, Traffic Lines, Crosswalks","G201004: SITE IMPROVEMENTS, ROADWAYS, MARKING & SIGNAGE - Pavement Markings, Traffic Lines, Crosswalks"]
[null,null,null,null,null,null,null,null,null,null,null,"23-25 29 13 13 25","Therapeutic Exercise Free Weights","23-25 29 13 13 25: Therapeutic Exercise Free Weights",null,null,41395,"G20 SITE IMPROVEMENTS","G2010 ROADWAYS","G201005 GUARDRAILS & BARRIERS","General","G201005: SITE IMPROVEMENTS, ROADWAYS, GUARDRAILS & BARRIERS - General"]
[null,null,null,null,null,null,null,null,null,null,null,"23-25 29 13 13 31","Therapeutic Exercise Platforms","23-25 29 13 13 31: Therapeutic Exercise Platforms",null,null,41396,"G20 SITE IMPROVEMENTS","G2010 ROADWAYS","G201006 RESURFACING","General","G201006: SITE IMPROVEMENTS, ROADWAYS, RESURFACING - General"]
[null,null,null,null,null,null,null,null,null,null,null,"23-25 29 13 13 33","Therapeutic Exercise Pulleys","23-25 29 13 13 33: Therapeutic Exercise Pulleys",null,null,42396,"G20 SITE IMPROVEMENTS","G2010 ROADWAYS","G201006 RESURFACING","Other","G201006: SITE IMPROVEMENTS, ROADWAYS, RESURFACING - Other"]
[null,null,null,null,null,null,null,null,null,null,null,"23-25 29 13 13 39","Therapeutic Exercise Therapeutic Balls","23-25 29 13 13 39: Therapeutic Exercise Therapeutic Balls",null,null,42397,"G20 SITE IMPROVEMENTS","G2010 ROADWAYS","G201090 OTHER ROADWAYS","Other","G201090: SITE IMPROVEMENTS, ROADWAYS, OTHER ROADWAYS - Other"]
[null,null,null,null,null,null,null,null,null,null,null,"23-25 29 13 13 41","Therapeutic Exercise Treadmills","23-25 29 13 13 41: Therapeutic Exercise Treadmills",null,null,43397,"G20 SITE IMPROVEMENTS","G2010 ROADWAYS","G201090 OTHER ROADWAYS","Unknown","G201090: SITE IMPROVEMENTS, ROADWAYS, OTHER ROADWAYS - Unknown"]
[null,null,null,null,null,null,null,null,null,null,null,"23-25 29 13 13 47","Therapeutic Exercise Weight Machines","23-25 29 13 13 47: Therapeutic Exercise Weight Machines",null,null,43398,"G20 SITE IMPROVEMENTS","G2020 PARKING LOTS","G202001 BASES & SUBBASES","Unknown","G202001: SITE IMPROVEMENTS, PARKING LOTS, BASES & SUBBASES - Unknown"]
[null,null,null,null,null,null,null,null,null,null,null,"23-25 29 13 15","Gait Training Products","23-25 29 13 15: Gait Training Products",null,null,42399,"G20 SITE IMPROVEMENTS","G2020 PARKING LOTS","G202002 CURBS & GUTTERS","Other","G202002: SITE IMPROVEMENTS, PARKING LOTS, CURBS & GUTTERS - Other"]
[null,null,null,null,null,null,null,null,null,null,null,"23-25 29 13 15 15","Gait Training Parallel Bars","23-25 29 13 15 15: Gait Training Parallel Bars",null,null,42400,"G20 SITE IMPROVEMENTS","G2020 PARKING LOTS","G202003 PAVED SURFACES","Other","G202003: SITE IMPROVEMENTS, PARKING LOTS, PAVED SURFACES - Other"]
[null,null,null,null,null,null,null,null,null,null,null,"23-25 29 13 15 17","Gait Training Ramps","23-25 29 13 15 17: Gait Training Ramps",null,null,43400,"G20 SITE IMPROVEMENTS","G2020 PARKING LOTS","G202003 PAVED SURFACES","Unknown","G202003: SITE IMPROVEMENTS, PARKING LOTS, PAVED SURFACES - Unknown"]
[null,null,null,null,null,null,null,null,null,null,null,"23-25 29 13 17","Electrotherapy Equipment","23-25 29 13 17: Electrotherapy Equipment",null,null,30131,"G20 SITE IMPROVEMENTS","G2020 PARKING LOTS","G202003 PAVED SURFACES","Concrete","G202003: SITE IMPROVEMENTS, PARKING LOTS, PAVED SURFACES - Concrete"]
[null,null,null,null,null,null,null,null,null,null,null,"23-25 29 13 17 11","Electrotherapy Combination Units","23-25 29 13 17 11: Electrotherapy Combination Units",null,null,41401,"G20 SITE IMPROVEMENTS","G2020 PARKING LOTS","G202004 MARKING & SIGNAGE","General","G202004: SITE IMPROVEMENTS, PARKING LOTS, MARKING & SIGNAGE - General"]
[null,null,null,null,null,null,null,null,null,null,null,"23-25 29 13 17 17","Neuromuscular Stimulators","23-25 29 13 17 17: Neuromuscular Stimulators",null,null,41402,"G20 SITE IMPROVEMENTS","G2020 PARKING LOTS","G202005 GUARDRAILS & BARRIERS","General","G202005: SITE IMPROVEMENTS, PARKING LOTS, GUARDRAILS & BARRIERS - General"]
[null,null,null,null,null,null,null,null,null,null,null,"23-25 29 13 17 17 11","Multi Channel Neuromuscular Stimulators","23-25 29 13 17 17 11: Multi Channel Neuromuscular Stimulators",null,null,42402,"G20 SITE IMPROVEMENTS","G2020 PARKING LOTS","G202005 GUARDRAILS & BARRIERS","Other","G202005: SITE IMPROVEMENTS, PARKING LOTS, GUARDRAILS & BARRIERS - Other"]
[null,null,null,null,null,null,null,null,null,null,null,"23-25 29 13 17 19","Therapeutic Short Wave Diathermy Units","23-25 29 13 17 19: Therapeutic Short Wave Diathermy Units",null,null,42403,"G20 SITE IMPROVEMENTS","G2020 PARKING LOTS","G202006 RESURFACING","Other","G202006: SITE IMPROVEMENTS, PARKING LOTS, RESURFACING - Other"]
[null,null,null,null,null,null,null,null,null,null,null,"23-25 29 13 17 21","Transcutaneous Electric Nerve Stimulation Units","23-25 29 13 17 21: Transcutaneous Electric Nerve Stimulation Units",null,null,43403,"G20 SITE IMPROVEMENTS","G2020 PARKING LOTS","G202006 RESURFACING","Unknown","G202006: SITE IMPROVEMENTS, PARKING LOTS, RESURFACING - Unknown"]
[null,null,null,null,null,null,null,null,null,null,null,"23-25 29 13 19 13","Therapeutic  Heat Lamps","23-25 29 13 19 13: Therapeutic  Heat Lamps",null,null,43404,"G20 SITE IMPROVEMENTS","G2020 PARKING LOTS","G202007 MISCELLANEOUS STRUCTURES AND EQUIPMENT","Unknown","G202007: SITE IMPROVEMENTS, PARKING LOTS, MISCELLANEOUS STRUCTURES AND EQUIPMENT - Unknown"]
[null,null,null,null,null,null,null,null,null,null,null,"23-25 29 13 19 15","Therapeutic Hydrocollators","23-25 29 13 19 15: Therapeutic Hydrocollators",null,null,41405,"G20 SITE IMPROVEMENTS","G2020 PARKING LOTS","G202090 OTHER PARKING LOTS","General","G202090: SITE IMPROVEMENTS, PARKING LOTS, OTHER PARKING LOTS - General"]
[null,null,null,null,null,null,null,null,null,null,null,"23-25 29 13 19 21","Therapeutic Cooling Drapes","23-25 29 13 19 21: Therapeutic Cooling Drapes",null,null,41406,"G20 SITE IMPROVEMENTS","G2030 PEDESTRIAN PAVING","G203001 BASES & SUBBASES","General","G203001: SITE IMPROVEMENTS, PEDESTRIAN PAVING, BASES & SUBBASES - General"]
[null,null,null,null,null,null,null,null,null,null,null,"23-25 29 13 19 23","Therapeutic Cooling Units","23-25 29 13 19 23: Therapeutic Cooling Units",null,null,42406,"G20 SITE IMPROVEMENTS","G2030 PEDESTRIAN PAVING","G203001 BASES & SUBBASES","Other","G203001: SITE IMPROVEMENTS, PEDESTRIAN PAVING, BASES & SUBBASES - Other"]
[null,null,null,null,null,null,null,null,null,null,null,"23-25 29 13 19 31","Therapeutic Heating Units","23-25 29 13 19 31: Therapeutic Heating Units",null,null,43407,"G20 SITE IMPROVEMENTS","G2030 PEDESTRIAN PAVING","G203002 CURBS & GUTTERS","Unknown","G203002: SITE IMPROVEMENTS, PEDESTRIAN PAVING, CURBS & GUTTERS - Unknown"]
[null,null,null,null,null,null,null,null,null,null,null,"23-25 29 13 19 33","Therapeutic Paraffin Baths","23-25 29 13 19 33: Therapeutic Paraffin Baths",null,null,30135,"G20 SITE IMPROVEMENTS","G2030 PEDESTRIAN PAVING","G203003 PAVED SURFACES","General","G203003: SITE IMPROVEMENTS, PEDESTRIAN PAVING, PAVED SURFACES - General"]
[null,null,null,null,null,null,null,null,null,null,null,"23-25 29 13 21 13","Extremity Hydrotherapy Tanks","23-25 29 13 21 13: Extremity Hydrotherapy Tanks",null,null,30137,"G20 SITE IMPROVEMENTS","G2030 PEDESTRIAN PAVING","G203003 PAVED SURFACES","Asphalt","G203003: SITE IMPROVEMENTS, PEDESTRIAN PAVING, PAVED SURFACES - Asphalt"]
[null,null,null,null,null,null,null,null,null,null,null,"23-25 29 13 21 15","Full Body Immersion Hydrotherapy Baths","23-25 29 13 21 15: Full Body Immersion Hydrotherapy Baths",null,null,30136,"G20 SITE IMPROVEMENTS","G2030 PEDESTRIAN PAVING","G203003 PAVED SURFACES","Concrete","G203003: SITE IMPROVEMENTS, PEDESTRIAN PAVING, PAVED SURFACES - Concrete"]
[null,null,null,null,null,null,null,null,null,null,null,"23-25 29 13 23","Hypothermia and Hyperthermia Units","23-25 29 13 23: Hypothermia and Hyperthermia Units",null,null,41409,"G20 SITE IMPROVEMENTS","G2030 PEDESTRIAN PAVING","G203004 GUARDRAILS & BARRIERS","General","G203004: SITE IMPROVEMENTS, PEDESTRIAN PAVING, GUARDRAILS & BARRIERS - General"]
[null,null,null,null,null,null,null,null,null,null,null,"23-25 29 13 23 11","Combination Hyperthermia and Hypothermia Units","23-25 29 13 23 11: Combination Hyperthermia and Hypothermia Units",null,null,42409,"G20 SITE IMPROVEMENTS","G2030 PEDESTRIAN PAVING","G203004 GUARDRAILS & BARRIERS","Other","G203004: SITE IMPROVEMENTS, PEDESTRIAN PAVING, GUARDRAILS & BARRIERS - Other"]
[null,null,null,null,null,null,null,null,null,null,null,"23-25 29 13 23 17","Mobile Combination Hyperthermia and Hypothermia Units","23-25 29 13 23 17: Mobile Combination Hyperthermia and Hypothermia Units",null,null,41410,"G20 SITE IMPROVEMENTS","G2030 PEDESTRIAN PAVING","G203005 RESURFACING","General","G203005: SITE IMPROVEMENTS, PEDESTRIAN PAVING, RESURFACING - General"]
[null,null,null,null,null,null,null,null,null,null,null,"23-25 29 13 23 19","Mobile Hyperthermia Units","23-25 29 13 23 19: Mobile Hyperthermia Units",null,null,42410,"G20 SITE IMPROVEMENTS","G2030 PEDESTRIAN PAVING","G203005 RESURFACING","Other","G203005: SITE IMPROVEMENTS, PEDESTRIAN PAVING, RESURFACING - Other"]
[null,null,null,null,null,null,null,null,null,null,null,"23-25 29 15 11","Nourishment Stations","23-25 29 15 11: Nourishment Stations",null,null,42411,"G20 SITE IMPROVEMENTS","G2030 PEDESTRIAN PAVING","G203090 OTHER WALKS, STEPS & TERRACES","Other","G203090: SITE IMPROVEMENTS, PEDESTRIAN PAVING, OTHER WALKS, STEPS & TERRACES - Other"]
[null,null,null,null,null,null,null,null,null,null,null,"23-25 31 11","Hematology Furnishings","23-25 31 11: Hematology Furnishings",null,null,43411,"G20 SITE IMPROVEMENTS","G2030 PEDESTRIAN PAVING","G203090 OTHER WALKS, STEPS & TERRACES","Unknown","G203090: SITE IMPROVEMENTS, PEDESTRIAN PAVING, OTHER WALKS, STEPS & TERRACES - Unknown"]
[null,null,null,null,null,null,null,null,null,null,null,"23-25 31 11 11 13","Blood Freezers","23-25 31 11 11 13: Blood Freezers",null,null,30142,"G20 SITE IMPROVEMENTS","G2030 PEDESTRIAN PAVING","G203090 OTHER WALKS, STEPS & TERRACES","Porch Deck/Plaza - Masonry","G203090: SITE IMPROVEMENTS, PEDESTRIAN PAVING, OTHER WALKS, STEPS & TERRACES - Porch Deck/Plaza - Masonry"]
[null,null,null,null,null,null,null,null,null,null,null,"23-25 31 11 11 13 11","Double Compartment Blood Freezers","23-25 31 11 11 13 11: Double Compartment Blood Freezers",null,null,41412,"G20 SITE IMPROVEMENTS","G2040 SITE DEVELOPMENT","G204001 FENCING & GATES","General","G204001: SITE IMPROVEMENTS, SITE DEVELOPMENT, FENCING & GATES - General"]
[null,null,null,null,null,null,null,null,null,null,null,"23-25 31 11 13","Hematology Baths","23-25 31 11 13: Hematology Baths",null,null,30144,"G20 SITE IMPROVEMENTS","G2040 SITE DEVELOPMENT","G204001 FENCING & GATES","Fence/Privacy Wall - Concrete","G204001: SITE IMPROVEMENTS, SITE DEVELOPMENT, FENCING & GATES - Fence/Privacy Wall - Concrete"]
[null,null,null,null,null,null,null,null,null,null,null,"23-25 31 11 13 11","Serology Water Baths","23-25 31 11 13 11: Serology Water Baths",null,null,30145,"G20 SITE IMPROVEMENTS","G2040 SITE DEVELOPMENT","G204001 FENCING & GATES","Fence/Privacy Wall - Masonry","G204001: SITE IMPROVEMENTS, SITE DEVELOPMENT, FENCING & GATES - Fence/Privacy Wall - Masonry"]
[null,null,null,null,null,null,null,null,null,null,null,"23-25 31 11 15 11","Paraffin Block Cabinets","23-25 31 11 15 11: Paraffin Block Cabinets",null,null,30153,"G20 SITE IMPROVEMENTS","G2040 SITE DEVELOPMENT","G204001 FENCING & GATES","Gate","G204001: SITE IMPROVEMENTS, SITE DEVELOPMENT, FENCING & GATES - Gate"]
[null,null,null,null,null,null,null,null,null,null,null,"23-25 31 13","Hematology Equipment","23-25 31 13: Hematology Equipment",null,null,30155,"G20 SITE IMPROVEMENTS","G2040 SITE DEVELOPMENT","G204001 FENCING & GATES","Gate - Metal","G204001: SITE IMPROVEMENTS, SITE DEVELOPMENT, FENCING & GATES - Gate - Metal"]
[null,null,null,null,null,null,null,null,null,null,null,"23-25 31 13 11 13","BUN Analyzers","23-25 31 13 11 13: BUN Analyzers",null,null,42413,"G20 SITE IMPROVEMENTS","G2040 SITE DEVELOPMENT","G204002 RETAINING WALLS AND FREESTANDING WALLS","Other","G204002: SITE IMPROVEMENTS, SITE DEVELOPMENT, RETAINING WALLS AND FREESTANDING WALLS - Other"]
[null,null,null,null,null,null,null,null,null,null,null,"23-25 31 13 11 13 11","Discrete BUN Analyzers","23-25 31 13 11 13 11: Discrete BUN Analyzers",null,null,43413,"G20 SITE IMPROVEMENTS","G2040 SITE DEVELOPMENT","G204002 RETAINING WALLS AND FREESTANDING WALLS","Unknown","G204002: SITE IMPROVEMENTS, SITE DEVELOPMENT, RETAINING WALLS AND FREESTANDING WALLS - Unknown"]
[null,null,null,null,null,null,null,null,null,null,null,"23-25 31 13 13","Blood And Transfusion Products","23-25 31 13 13: Blood And Transfusion Products",null,null,30152,"G20 SITE IMPROVEMENTS","G2040 SITE DEVELOPMENT","G204002 RETAINING WALLS AND FREESTANDING WALLS","Metal","G204002: SITE IMPROVEMENTS, SITE DEVELOPMENT, RETAINING WALLS AND FREESTANDING WALLS - Metal"]
[null,null,null,null,null,null,null,null,null,null,null,"23-25 31 13 13 11","Blood Conservation Equipment","23-25 31 13 13 11: Blood Conservation Equipment",null,null,30151,"G20 SITE IMPROVEMENTS","G2040 SITE DEVELOPMENT","G204002 RETAINING WALLS AND FREESTANDING WALLS","Wood","G204002: SITE IMPROVEMENTS, SITE DEVELOPMENT, RETAINING WALLS AND FREESTANDING WALLS - Wood"]
[null,null,null,null,null,null,null,null,null,null,null,"23-25 31 13 13 17","Blood Warming and Transfusion Equipment","23-25 31 13 13 17: Blood Warming and Transfusion Equipment",null,null,43414,"G20 SITE IMPROVEMENTS","G2040 SITE DEVELOPMENT","G204003 EXTERIOR FURNISHINGS","Unknown","G204003: SITE IMPROVEMENTS, SITE DEVELOPMENT, EXTERIOR FURNISHINGS - Unknown"]
[null,null,null,null,null,null,null,null,null,null,null,"23-25 31 13 13 19","Blood Warming Equipment","23-25 31 13 13 19: Blood Warming Equipment",null,null,44218,"G20 SITE IMPROVEMENTS","G2040 SITE DEVELOPMENT","G204003 EXTERIOR FURNISHINGS","Bicycle Rack","G204003: SITE IMPROVEMENTS, SITE DEVELOPMENT, EXTERIOR FURNISHINGS - Bicycle Rack"]
[null,null,null,null,null,null,null,null,null,null,null,"23-25 31 15 11","Blood Bank Workcenters","23-25 31 15 11: Blood Bank Workcenters",null,null,43415,"G20 SITE IMPROVEMENTS","G2040 SITE DEVELOPMENT","G204004 SECURITY STRUCTURES","Unknown","G204004: SITE IMPROVEMENTS, SITE DEVELOPMENT, SECURITY STRUCTURES - Unknown"]
[null,null,null,null,null,null,null,null,null,null,null,"23-25 31 15 13","Hematology Workcenters","23-25 31 15 13: Hematology Workcenters",null,null,41416,"G20 SITE IMPROVEMENTS","G2040 SITE DEVELOPMENT","G204005 SIGNAGE","General","G204005: SITE IMPROVEMENTS, SITE DEVELOPMENT, SIGNAGE - General"]
[null,null,null,null,null,null,null,null,null,null,null,"23-25 33 15","Medical Gas Cylinder Carts","23-25 33 15: Medical Gas Cylinder Carts",null,null,41417,"G20 SITE IMPROVEMENTS","G2040 SITE DEVELOPMENT","G204006 FOUNTAINS & POOLS","General","G204006: SITE IMPROVEMENTS, SITE DEVELOPMENT, FOUNTAINS & POOLS - General"]
[null,null,null,null,null,null,null,null,null,null,null,"23-25 33 17","Medical Gas Cylinder Stands","23-25 33 17: Medical Gas Cylinder Stands",null,null,42417,"G20 SITE IMPROVEMENTS","G2040 SITE DEVELOPMENT","G204006 FOUNTAINS & POOLS","Other","G204006: SITE IMPROVEMENTS, SITE DEVELOPMENT, FOUNTAINS & POOLS - Other"]
[null,null,null,null,null,null,null,null,null,null,null,"23-25 33 23","Medical Gas Manifolds","23-25 33 23: Medical Gas Manifolds",null,null,42418,"G20 SITE IMPROVEMENTS","G2040 SITE DEVELOPMENT","G204007 PLAYING FIELDS","Other","G204007: SITE IMPROVEMENTS, SITE DEVELOPMENT, PLAYING FIELDS - Other"]
[null,null,null,null,null,null,null,null,null,null,null,"23-25 33 27","Medical Gas Service Tracks","23-25 33 27: Medical Gas Service Tracks",null,null,44219,"G20 SITE IMPROVEMENTS","G2040 SITE DEVELOPMENT","G204007 PLAYING FIELDS","Rubberized Play Surface","G204007: SITE IMPROVEMENTS, SITE DEVELOPMENT, PLAYING FIELDS - Rubberized Play Surface"]
[null,null,null,null,null,null,null,null,null,null,null,"23-25 33 33","Medical Gas Valve Boxes","23-25 33 33: Medical Gas Valve Boxes",null,null,43419,"G20 SITE IMPROVEMENTS","G2040 SITE DEVELOPMENT","G204008 TERRACE AND PERIMETER WALLS","Unknown","G204008: SITE IMPROVEMENTS, SITE DEVELOPMENT, TERRACE AND PERIMETER WALLS - Unknown"]
[null,null,null,null,null,null,null,null,null,null,null,"23-25 35 11","Nursing Furnishings","23-25 35 11: Nursing Furnishings",null,null,41420,"G20 SITE IMPROVEMENTS","G2040 SITE DEVELOPMENT","G204009 FLAGPOLES","General","G204009: SITE IMPROVEMENTS, SITE DEVELOPMENT, FLAGPOLES - General"]
[null,null,null,null,null,null,null,null,null,null,null,"23-25 35 13 11","Nursing Station Telecommunications Equipment","23-25 35 13 11: Nursing Station Telecommunications Equipment",null,null,41421,"G20 SITE IMPROVEMENTS","G2040 SITE DEVELOPMENT","G204090 OTHER SITE IMPROVEMENTS","General","G204090: SITE IMPROVEMENTS, SITE DEVELOPMENT, OTHER SITE IMPROVEMENTS - General"]
[null,null,null,null,null,null,null,null,null,null,null,"23-25 35 13 11 11","Nurse Communication Modules","23-25 35 13 11 11: Nurse Communication Modules",null,null,42421,"G20 SITE IMPROVEMENTS","G2040 SITE DEVELOPMENT","G204090 OTHER SITE IMPROVEMENTS","Other","G204090: SITE IMPROVEMENTS, SITE DEVELOPMENT, OTHER SITE IMPROVEMENTS - Other"]
[null,null,null,null,null,null,null,null,null,null,null,"23-25 35 13 11 17","Nurse Room Control Exit Monitors","23-25 35 13 11 17: Nurse Room Control Exit Monitors",null,null,42422,"G20 SITE IMPROVEMENTS","G2050 LANDSCAPING","G205001 FINE GRADING & SOIL PREPARATION","Other","G205001: SITE IMPROVEMENTS, LANDSCAPING, FINE GRADING & SOIL PREPARATION - Other"]
[null,null,null,null,null,null,null,null,null,null,null,"23-25 35 15","Nursing Prefabricated Structures","23-25 35 15: Nursing Prefabricated Structures",null,null,43422,"G20 SITE IMPROVEMENTS","G2050 LANDSCAPING","G205001 FINE GRADING & SOIL PREPARATION","Unknown","G205001: SITE IMPROVEMENTS, LANDSCAPING, FINE GRADING & SOIL PREPARATION - Unknown"]
[null,null,null,null,null,null,null,null,null,null,null,"23-25 37 11 11","Obstetrics and Gynecology Beds","23-25 37 11 11: Obstetrics and Gynecology Beds",null,null,43423,"G20 SITE IMPROVEMENTS","G2050 LANDSCAPING","G205002 EROSION CONTROL MEASURES","Unknown","G205002: SITE IMPROVEMENTS, LANDSCAPING, EROSION CONTROL MEASURES - Unknown"]
[null,null,null,null,null,null,null,null,null,null,null,"23-25 37 11 11 11","Birthing Beds","23-25 37 11 11 11: Birthing Beds",null,null,41424,"G20 SITE IMPROVEMENTS","G2050 LANDSCAPING","G205003 TOPSOIL & PLANTING BEDS","General","G205003: SITE IMPROVEMENTS, LANDSCAPING, TOPSOIL & PLANTING BEDS - General"]
[null,null,null,null,null,null,null,null,null,null,null,"23-25 37 11 13 11","Beast Biopsy Tables","23-25 37 11 13 11: Beast Biopsy Tables",null,null,41425,"G20 SITE IMPROVEMENTS","G2050 LANDSCAPING","G205004 SEEDING, SPRIGGING AND SODDING","General","G205004: SITE IMPROVEMENTS, LANDSCAPING, SEEDING, SPRIGGING AND SODDING - General"]
[null,null,null,null,null,null,null,null,null,null,null,"23-25 37 11 13 13","Gynecological Exam Tables","23-25 37 11 13 13: Gynecological Exam Tables",null,null,42425,"G20 SITE IMPROVEMENTS","G2050 LANDSCAPING","G205004 SEEDING, SPRIGGING AND SODDING","Other","G205004: SITE IMPROVEMENTS, LANDSCAPING, SEEDING, SPRIGGING AND SODDING - Other"]
[null,null,null,null,null,null,null,null,null,null,null,"23-25 37 13 11","Obstetrics and Gynecology Carts","23-25 37 13 11: Obstetrics and Gynecology Carts",null,null,42426,"G20 SITE IMPROVEMENTS","G2050 LANDSCAPING","G205005 PLANTINGS","Other","G205005: SITE IMPROVEMENTS, LANDSCAPING, PLANTINGS - Other"]
[null,null,null,null,null,null,null,null,null,null,null,"23-25 37 13 11 11","Fetal Monitoring Carts","23-25 37 13 11 11: Fetal Monitoring Carts",null,null,43426,"G20 SITE IMPROVEMENTS","G2050 LANDSCAPING","G205005 PLANTINGS","Unknown","G205005: SITE IMPROVEMENTS, LANDSCAPING, PLANTINGS - Unknown"]
[null,null,null,null,null,null,null,null,null,null,null,"23-25 37 15","Obstetrics and Gynecology Prefabricated Structures","23-25 37 15: Obstetrics and Gynecology Prefabricated Structures",null,null,41428,"G20 SITE IMPROVEMENTS","G2050 LANDSCAPING","G205007 IRRIGATION SYSTEMS","General","G205007: SITE IMPROVEMENTS, LANDSCAPING, IRRIGATION SYSTEMS - General"]
[null,null,null,null,null,null,null,null,null,null,null,"23-25 39 11","Ophthalmology Furnishings","23-25 39 11: Ophthalmology Furnishings",null,null,42428,"G20 SITE IMPROVEMENTS","G2050 LANDSCAPING","G205007 IRRIGATION SYSTEMS","Other","G205007: SITE IMPROVEMENTS, LANDSCAPING, IRRIGATION SYSTEMS - Other"]
[null,null,null,null,null,null,null,null,null,null,null,"23-25 39 11 13","Ophthalmology Cabinets","23-25 39 11 13: Ophthalmology Cabinets",null,null,42429,"G20 SITE IMPROVEMENTS","G2050 LANDSCAPING","G205090 OTHER LANDSCAPING","Other","G205090: SITE IMPROVEMENTS, LANDSCAPING, OTHER LANDSCAPING - Other"]
[null,null,null,null,null,null,null,null,null,null,null,"23-25 39 11 13 11","Lens Measuring Instrument Cabinets","23-25 39 11 13 11: Lens Measuring Instrument Cabinets",null,null,43429,"G20 SITE IMPROVEMENTS","G2050 LANDSCAPING","G205090 OTHER LANDSCAPING","Unknown","G205090: SITE IMPROVEMENTS, LANDSCAPING, OTHER LANDSCAPING - Unknown"]
[null,null,null,null,null,null,null,null,null,null,null,"23-25 39 13 11 101","Viewing Stands For Vision Acuity Testing","23-25 39 13 11 101: Viewing Stands For Vision Acuity Testing",null,null,42430,"G20 SITE IMPROVEMENTS","G2060 AIRFIELD PAVING","G206001 AIRFIELD PAVING CONSTRUCTION","Other","G206001: SITE IMPROVEMENTS, AIRFIELD PAVING, AIRFIELD PAVING CONSTRUCTION - Other"]
[null,null,null,null,null,null,null,null,null,null,null,"23-25 39 13 11 103","Vision Testing Stereoscopes","23-25 39 13 11 103: Vision Testing Stereoscopes",null,null,43430,"G20 SITE IMPROVEMENTS","G2060 AIRFIELD PAVING","G206001 AIRFIELD PAVING CONSTRUCTION","Unknown","G206001: SITE IMPROVEMENTS, AIRFIELD PAVING, AIRFIELD PAVING CONSTRUCTION - Unknown"]
[null,null,null,null,null,null,null,null,null,null,null,"23-25 39 13 11 15","Chart Projectors","23-25 39 13 11 15: Chart Projectors",null,null,43431,"G20 SITE IMPROVEMENTS","G2060 AIRFIELD PAVING","G206002 OTHER PAVING","Unknown","G206002: SITE IMPROVEMENTS, AIRFIELD PAVING, OTHER PAVING - Unknown"]
[null,null,null,null,null,null,null,null,null,null,null,"23-25 39 13 11 17","Color Perception Testing Lanterns","23-25 39 13 11 17: Color Perception Testing Lanterns",null,null,41432,"G20 SITE IMPROVEMENTS","G2060 AIRFIELD PAVING","G206003 JOINTS AND ANCHORAGE","General","G206003: SITE IMPROVEMENTS, AIRFIELD PAVING, JOINTS AND ANCHORAGE - General"]
[null,null,null,null,null,null,null,null,null,null,null,"23-25 39 13 11 23","Corneal Topographers","23-25 39 13 11 23: Corneal Topographers",null,null,41433,"G20 SITE IMPROVEMENTS","G2060 AIRFIELD PAVING","G206004 NAVIGATION AIDS","General","G206004: SITE IMPROVEMENTS, AIRFIELD PAVING, NAVIGATION AIDS - General"]
[null,null,null,null,null,null,null,null,null,null,null,"23-25 39 13 11 25","Corneal Topography Units","23-25 39 13 11 25: Corneal Topography Units",null,null,42433,"G20 SITE IMPROVEMENTS","G2060 AIRFIELD PAVING","G206004 NAVIGATION AIDS","Other","G206004: SITE IMPROVEMENTS, AIRFIELD PAVING, NAVIGATION AIDS - Other"]
[null,null,null,null,null,null,null,null,null,null,null,"23-25 39 13 11 31","Electroretinogram Systems","23-25 39 13 11 31: Electroretinogram Systems",null,null,42434,"G20 SITE IMPROVEMENTS","G2060 AIRFIELD PAVING","G206005 AIRFIELD MARKINGS","Other","G206005: SITE IMPROVEMENTS, AIRFIELD PAVING, AIRFIELD MARKINGS - Other"]
[null,null,null,null,null,null,null,null,null,null,null,"23-25 39 13 11 33","Exophthalmometers","23-25 39 13 11 33: Exophthalmometers",null,null,43434,"G20 SITE IMPROVEMENTS","G2060 AIRFIELD PAVING","G206005 AIRFIELD MARKINGS","Unknown","G206005: SITE IMPROVEMENTS, AIRFIELD PAVING, AIRFIELD MARKINGS - Unknown"]
[null,null,null,null,null,null,null,null,null,null,null,"23-25 39 13 11 41","Ophthalmic Colorimeters","23-25 39 13 11 41: Ophthalmic Colorimeters",null,null,41436,"G30 SITE CIVIL/MECHANICAL UTILITIES","G3010 WATER SUPPLY","G301002 POTABLE WATER DISTRIBUTION","General","G301002: SITE CIVIL/MECHANICAL UTILITIES, WATER SUPPLY, POTABLE WATER DISTRIBUTION - General"]
[null,null,null,null,null,null,null,null,null,null,null,"23-25 39 13 11 43","Ophthalmic Distometers","23-25 39 13 11 43: Ophthalmic Distometers",null,null,42436,"G30 SITE CIVIL/MECHANICAL UTILITIES","G3010 WATER SUPPLY","G301002 POTABLE WATER DISTRIBUTION","Other","G301002: SITE CIVIL/MECHANICAL UTILITIES, WATER SUPPLY, POTABLE WATER DISTRIBUTION - Other"]
[null,null,null,null,null,null,null,null,null,null,null,"23-25 39 13 11 49","Ophthalmic Eye Test Lenses","23-25 39 13 11 49: Ophthalmic Eye Test Lenses",null,null,44223,"G30 SITE CIVIL/MECHANICAL UTILITIES","G3010 WATER SUPPLY","G301002 POTABLE WATER DISTRIBUTION","Steel Water Storage Tank - 150,000 gal","G301002: SITE CIVIL/MECHANICAL UTILITIES, WATER SUPPLY, POTABLE WATER DISTRIBUTION - Steel Water Storage Tank - 150,000 gal"]
[null,null,null,null,null,null,null,null,null,null,null,"23-25 39 13 11 51","Ophthalmic Instrument Pads","23-25 39 13 11 51: Ophthalmic Instrument Pads",null,null,44221,"G30 SITE CIVIL/MECHANICAL UTILITIES","G3010 WATER SUPPLY","G301002 POTABLE WATER DISTRIBUTION","Steel Water Storage Tank - 2,000 gal","G301002: SITE CIVIL/MECHANICAL UTILITIES, WATER SUPPLY, POTABLE WATER DISTRIBUTION - Steel Water Storage Tank - 2,000 gal"]
[null,null,null,null,null,null,null,null,null,null,null,"23-25 39 13 11 57","Ophthalmic Lensometers","23-25 39 13 11 57: Ophthalmic Lensometers",null,null,43437,"G30 SITE CIVIL/MECHANICAL UTILITIES","G3010 WATER SUPPLY","G301003 POTABLE WATER STORAGE","Unknown","G301003: SITE CIVIL/MECHANICAL UTILITIES, WATER SUPPLY, POTABLE WATER STORAGE - Unknown"]
[null,null,null,null,null,null,null,null,null,null,null,"23-25 39 13 11 57 11","Ophthalmic Soft Contract Lensometers","23-25 39 13 11 57 11: Ophthalmic Soft Contract Lensometers",null,null,41438,"G30 SITE CIVIL/MECHANICAL UTILITIES","G3010 WATER SUPPLY","G301004 FIRE PROTECTION WATER DISTRIBUTION","General","G301004: SITE CIVIL/MECHANICAL UTILITIES, WATER SUPPLY, FIRE PROTECTION WATER DISTRIBUTION - General"]
[null,null,null,null,null,null,null,null,null,null,null,"23-25 39 13 11 63","Ophthalmic Prisms","23-25 39 13 11 63: Ophthalmic Prisms",null,null,41439,"G30 SITE CIVIL/MECHANICAL UTILITIES","G3010 WATER SUPPLY","G301005 FIRE PROTECTION WATER STORAGE","General","G301005: SITE CIVIL/MECHANICAL UTILITIES, WATER SUPPLY, FIRE PROTECTION WATER STORAGE - General"]
[null,null,null,null,null,null,null,null,null,null,null,"23-25 39 13 11 65","Ophthalmic Retinoscope Accessories","23-25 39 13 11 65: Ophthalmic Retinoscope Accessories",null,null,42439,"G30 SITE CIVIL/MECHANICAL UTILITIES","G3010 WATER SUPPLY","G301005 FIRE PROTECTION WATER STORAGE","Other","G301005: SITE CIVIL/MECHANICAL UTILITIES, WATER SUPPLY, FIRE PROTECTION WATER STORAGE - Other"]
[null,null,null,null,null,null,null,null,null,null,null,"23-25 39 13 11 71","Ophthalmic Spectrophotometers","23-25 39 13 11 71: Ophthalmic Spectrophotometers",null,null,42440,"G30 SITE CIVIL/MECHANICAL UTILITIES","G3010 WATER SUPPLY","G301006 NON-POTABLE WATER DISTRIBUTION","Other","G301006: SITE CIVIL/MECHANICAL UTILITIES, WATER SUPPLY, NON-POTABLE WATER DISTRIBUTION - Other"]
[null,null,null,null,null,null,null,null,null,null,null,"23-25 39 13 11 73","Ophthalmic Speculas","23-25 39 13 11 73: Ophthalmic Speculas",null,null,43440,"G30 SITE CIVIL/MECHANICAL UTILITIES","G3010 WATER SUPPLY","G301006 NON-POTABLE WATER DISTRIBUTION","Unknown","G301006: SITE CIVIL/MECHANICAL UTILITIES, WATER SUPPLY, NON-POTABLE WATER DISTRIBUTION - Unknown"]
[null,null,null,null,null,null,null,null,null,null,null,"23-25 39 13 11 75 13","Ophthalmic Noncontact Tonometers","23-25 39 13 11 75 13: Ophthalmic Noncontact Tonometers",null,null,43441,"G30 SITE CIVIL/MECHANICAL UTILITIES","G3010 WATER SUPPLY","G301007 PUMPING STATIONS","Unknown","G301007: SITE CIVIL/MECHANICAL UTILITIES, WATER SUPPLY, PUMPING STATIONS - Unknown"]
[null,null,null,null,null,null,null,null,null,null,null,"23-25 39 13 11 77","Ophthalmic Transilluminators","23-25 39 13 11 77: Ophthalmic Transilluminators",null,null,41442,"G30 SITE CIVIL/MECHANICAL UTILITIES","G3010 WATER SUPPLY","G301008 PACKAGED WATER TREATMENT PLANTS","General","G301008: SITE CIVIL/MECHANICAL UTILITIES, WATER SUPPLY, PACKAGED WATER TREATMENT PLANTS - General"]
[null,null,null,null,null,null,null,null,null,null,null,"23-25 39 13 11 83","Ophthalmic Visuometers","23-25 39 13 11 83: Ophthalmic Visuometers",null,null,41443,"G30 SITE CIVIL/MECHANICAL UTILITIES","G3010 WATER SUPPLY","G301090 OTHER WATER SUPPLY","General","G301090: SITE CIVIL/MECHANICAL UTILITIES, WATER SUPPLY, OTHER WATER SUPPLY - General"]
[null,null,null,null,null,null,null,null,null,null,null,"23-25 39 13 11 87","Ophthalmometers","23-25 39 13 11 87: Ophthalmometers",null,null,43443,"G30 SITE CIVIL/MECHANICAL UTILITIES","G3010 WATER SUPPLY","G301090 OTHER WATER SUPPLY","Unknown","G301090: SITE CIVIL/MECHANICAL UTILITIES, WATER SUPPLY, OTHER WATER SUPPLY - Unknown"]
[null,null,null,null,null,null,null,null,null,null,null,"23-25 39 13 11 91 11","Ultrasound Pachymeters","23-25 39 13 11 91 11: Ultrasound Pachymeters",null,null,43444,"G30 SITE CIVIL/MECHANICAL UTILITIES","G3020 SANITARY SEWER","G302001 SANITARY SEWER PIPING","Unknown","G302001: SITE CIVIL/MECHANICAL UTILITIES, SANITARY SEWER, SANITARY SEWER PIPING - Unknown"]
[null,null,null,null,null,null,null,null,null,null,null,"23-25 39 13 11 91 13","Corneal Ultrasound Pachymeters","23-25 39 13 11 91 13: Corneal Ultrasound Pachymeters",null,null,41445,"G30 SITE CIVIL/MECHANICAL UTILITIES","G3020 SANITARY SEWER","G302002 SANITARY SEWER MANHOLES & CLEANOUTS","General","G302002: SITE CIVIL/MECHANICAL UTILITIES, SANITARY SEWER, SANITARY SEWER MANHOLES & CLEANOUTS - General"]
[null,null,null,null,null,null,null,null,null,null,null,"23-25 39 13 11 97","Tachistoscopes","23-25 39 13 11 97: Tachistoscopes",null,null,41446,"G30 SITE CIVIL/MECHANICAL UTILITIES","G3020 SANITARY SEWER","G302003 LIFT STATIONS AND PUMPING STATIONS","General","G302003: SITE CIVIL/MECHANICAL UTILITIES, SANITARY SEWER, LIFT STATIONS AND PUMPING STATIONS - General"]
[null,null,null,null,null,null,null,null,null,null,null,"23-25 39 13 11 99","Tangent Screens","23-25 39 13 11 99: Tangent Screens",null,null,42446,"G30 SITE CIVIL/MECHANICAL UTILITIES","G3020 SANITARY SEWER","G302003 LIFT STATIONS AND PUMPING STATIONS","Other","G302003: SITE CIVIL/MECHANICAL UTILITIES, SANITARY SEWER, LIFT STATIONS AND PUMPING STATIONS - Other"]
[null,null,null,null,null,null,null,null,null,null,null,"23-25 39 13 13 11 11","Lens Edging Automatic Beveling Machines","23-25 39 13 13 11 11: Lens Edging Automatic Beveling Machines",null,null,42447,"G30 SITE CIVIL/MECHANICAL UTILITIES","G3020 SANITARY SEWER","G302004 PACKAGED SANITARY SEWER TREATMENT PLANTS","Other","G302004: SITE CIVIL/MECHANICAL UTILITIES, SANITARY SEWER, PACKAGED SANITARY SEWER TREATMENT PLANTS - Other"]
[null,null,null,null,null,null,null,null,null,null,null,"23-25 39 13 13 11 13","Lens Edging Automatic Machines","23-25 39 13 13 11 13: Lens Edging Automatic Machines",null,null,43447,"G30 SITE CIVIL/MECHANICAL UTILITIES","G3020 SANITARY SEWER","G302004 PACKAGED SANITARY SEWER TREATMENT PLANTS","Unknown","G302004: SITE CIVIL/MECHANICAL UTILITIES, SANITARY SEWER, PACKAGED SANITARY SEWER TREATMENT PLANTS - Unknown"]
[null,null,null,null,null,null,null,null,null,null,null,"23-25 39 13 13 13 13","Ophthalmic Laser With Ophthalmoscopes","23-25 39 13 13 13 13: Ophthalmic Laser With Ophthalmoscopes",null,null,43448,"G30 SITE CIVIL/MECHANICAL UTILITIES","G3020 SANITARY SEWER","G302005 SEPTIC TANKS","Unknown","G302005: SITE CIVIL/MECHANICAL UTILITIES, SANITARY SEWER, SEPTIC TANKS - Unknown"]
[null,null,null,null,null,null,null,null,null,null,null,"23-25 39 13 13 13 15","Ophthalmic Laser With Slit Lamps","23-25 39 13 13 13 15: Ophthalmic Laser With Slit Lamps",null,null,41449,"G30 SITE CIVIL/MECHANICAL UTILITIES","G3020 SANITARY SEWER","G302006 DRAIN FIELDS","General","G302006: SITE CIVIL/MECHANICAL UTILITIES, SANITARY SEWER, DRAIN FIELDS - General"]
[null,null,null,null,null,null,null,null,null,null,null,"23-25 39 13 15","Obstetrical And Gynecological Kits","23-25 39 13 15: Obstetrical And Gynecological Kits",null,null,41450,"G30 SITE CIVIL/MECHANICAL UTILITIES","G3020 SANITARY SEWER","G302090 OTHER SANITARY SEWER","General","G302090: SITE CIVIL/MECHANICAL UTILITIES, SANITARY SEWER, OTHER SANITARY SEWER - General"]
[null,null,null,null,null,null,null,null,null,null,null,"23-25 39 13 15 11","Amniocentesis Kits","23-25 39 13 15 11: Amniocentesis Kits",null,null,42450,"G30 SITE CIVIL/MECHANICAL UTILITIES","G3020 SANITARY SEWER","G302090 OTHER SANITARY SEWER","Other","G302090: SITE CIVIL/MECHANICAL UTILITIES, SANITARY SEWER, OTHER SANITARY SEWER - Other"]
[null,null,null,null,null,null,null,null,null,null,null,"23-25 39 15","Ophthalmology Prefabricated Structures","23-25 39 15: Ophthalmology Prefabricated Structures",null,null,42451,"G30 SITE CIVIL/MECHANICAL UTILITIES","G3030 STORM SEWER","G303001 STORM SEWER PIPING","Other","G303001: SITE CIVIL/MECHANICAL UTILITIES, STORM SEWER, STORM SEWER PIPING - Other"]
[null,null,null,null,null,null,null,null,null,null,null,"23-25 41 11","Orthopedics Furnishings","23-25 41 11: Orthopedics Furnishings",null,null,43451,"G30 SITE CIVIL/MECHANICAL UTILITIES","G3030 STORM SEWER","G303001 STORM SEWER PIPING","Unknown","G303001: SITE CIVIL/MECHANICAL UTILITIES, STORM SEWER, STORM SEWER PIPING - Unknown"]
[null,null,null,null,null,null,null,null,null,null,null,"23-25 41 11 11 11","Medical Casting Tables","23-25 41 11 11 11: Medical Casting Tables",null,null,42452,"G30 SITE CIVIL/MECHANICAL UTILITIES","G3030 STORM SEWER","G303002 STORM SEWER STRUCTURES","Other","G303002: SITE CIVIL/MECHANICAL UTILITIES, STORM SEWER, STORM SEWER STRUCTURES - Other"]
[null,null,null,null,null,null,null,null,null,null,null,"23-25 41 11 13","Orthopedics Sinks","23-25 41 11 13: Orthopedics Sinks",null,null,42453,"G30 SITE CIVIL/MECHANICAL UTILITIES","G3030 STORM SEWER","G303003 LIFT STATIONS","Other","G303003: SITE CIVIL/MECHANICAL UTILITIES, STORM SEWER, LIFT STATIONS - Other"]
[null,null,null,null,null,null,null,null,null,null,null,"23-25 41 13 11","Orthopedics Carts","23-25 41 13 11: Orthopedics Carts",null,null,42454,"G30 SITE CIVIL/MECHANICAL UTILITIES","G3030 STORM SEWER","G303004 CULVERTS","Other","G303004: SITE CIVIL/MECHANICAL UTILITIES, STORM SEWER, CULVERTS - Other"]
[null,null,null,null,null,null,null,null,null,null,null,"23-25 41 13 11 11","Plaster Carts","23-25 41 13 11 11: Plaster Carts",null,null,43454,"G30 SITE CIVIL/MECHANICAL UTILITIES","G3030 STORM SEWER","G303004 CULVERTS","Unknown","G303004: SITE CIVIL/MECHANICAL UTILITIES, STORM SEWER, CULVERTS - Unknown"]
[null,null,null,null,null,null,null,null,null,null,null,"23-25 41 15 11 11","Broken Arm Casting Machines","23-25 41 15 11 11: Broken Arm Casting Machines",null,null,43455,"G30 SITE CIVIL/MECHANICAL UTILITIES","G3030 STORM SEWER","G303005 HEADWALLS","Unknown","G303005: SITE CIVIL/MECHANICAL UTILITIES, STORM SEWER, HEADWALLS - Unknown"]
[null,null,null,null,null,null,null,null,null,null,null,"23-25 41 15 11 13","Cast Carts","23-25 41 15 11 13: Cast Carts",null,null,41456,"G30 SITE CIVIL/MECHANICAL UTILITIES","G3030 STORM SEWER","G303006 EROSION & SEDIMENT CONTROL MEASURES","General","G303006: SITE CIVIL/MECHANICAL UTILITIES, STORM SEWER, EROSION & SEDIMENT CONTROL MEASURES - General"]
[null,null,null,null,null,null,null,null,null,null,null,"23-25 41 15 11 19","Cast Saws","23-25 41 15 11 19: Cast Saws",null,null,41457,"G30 SITE CIVIL/MECHANICAL UTILITIES","G3030 STORM SEWER","G303007 STORMWATER MANAGEMENT","General","G303007: SITE CIVIL/MECHANICAL UTILITIES, STORM SEWER, STORMWATER MANAGEMENT - General"]
[null,null,null,null,null,null,null,null,null,null,null,"23-25 41 15 11 21","Cast Stands","23-25 41 15 11 21: Cast Stands",null,null,42457,"G30 SITE CIVIL/MECHANICAL UTILITIES","G3030 STORM SEWER","G303007 STORMWATER MANAGEMENT","Other","G303007: SITE CIVIL/MECHANICAL UTILITIES, STORM SEWER, STORMWATER MANAGEMENT - Other"]
[null,null,null,null,null,null,null,null,null,null,null,"23-25 41 15 11 27","Casting Machine Guards","23-25 41 15 11 27: Casting Machine Guards",null,null,42458,"G30 SITE CIVIL/MECHANICAL UTILITIES","G3030 STORM SEWER","G303090 OTHER STORM SEWER","Other","G303090: SITE CIVIL/MECHANICAL UTILITIES, STORM SEWER, OTHER STORM SEWER - Other"]
[null,null,null,null,null,null,null,null,null,null,null,"23-25 41 15 11 29","Chrome Cobalt Casting Machines","23-25 41 15 11 29: Chrome Cobalt Casting Machines",null,null,43458,"G30 SITE CIVIL/MECHANICAL UTILITIES","G3030 STORM SEWER","G303090 OTHER STORM SEWER","Unknown","G303090: SITE CIVIL/MECHANICAL UTILITIES, STORM SEWER, OTHER STORM SEWER - Unknown"]
[null,null,null,null,null,null,null,null,null,null,null,"23-25 41 15 13 13","Orthopedic Traction Weights","23-25 41 15 13 13: Orthopedic Traction Weights",null,null,43459,"G30 SITE CIVIL/MECHANICAL UTILITIES","G3040 HEATING DISTRIBUTION","G304001 OVERHEAD HOT WATER SYSTEMS","Unknown","G304001: SITE CIVIL/MECHANICAL UTILITIES, HEATING DISTRIBUTION, OVERHEAD HOT WATER SYSTEMS - Unknown"]
[null,null,null,null,null,null,null,null,null,null,null,"23-25 41 15 13 15","Orthopedic Upper Limb Appliances","23-25 41 15 13 15: Orthopedic Upper Limb Appliances",null,null,41460,"G30 SITE CIVIL/MECHANICAL UTILITIES","G3040 HEATING DISTRIBUTION","G304002 OVERHEAD STEAM SYSTEMS","General","G304002: SITE CIVIL/MECHANICAL UTILITIES, HEATING DISTRIBUTION, OVERHEAD STEAM SYSTEMS - General"]
[null,null,null,null,null,null,null,null,null,null,null,"23-25 43 13","Otolaryngology Equipment","23-25 43 13: Otolaryngology Equipment",null,null,41461,"G30 SITE CIVIL/MECHANICAL UTILITIES","G3040 HEATING DISTRIBUTION","G304003 UNDERGROUND HOT WATER SYSTEMS","General","G304003: SITE CIVIL/MECHANICAL UTILITIES, HEATING DISTRIBUTION, UNDERGROUND HOT WATER SYSTEMS - General"]
[null,null,null,null,null,null,null,null,null,null,null,"23-25 43 13 11 13","Nasal Flowmeters","23-25 43 13 11 13: Nasal Flowmeters",null,null,41462,"G30 SITE CIVIL/MECHANICAL UTILITIES","G3040 HEATING DISTRIBUTION","G304004 UNDERGROUND STEAM DISTRIBUTION SYSTEMS","General","G304004: SITE CIVIL/MECHANICAL UTILITIES, HEATING DISTRIBUTION, UNDERGROUND STEAM DISTRIBUTION SYSTEMS - General"]
[null,null,null,null,null,null,null,null,null,null,null,"23-25 43 13 11 17","Olfactometers","23-25 43 13 11 17: Olfactometers",null,null,43462,"G30 SITE CIVIL/MECHANICAL UTILITIES","G3040 HEATING DISTRIBUTION","G304004 UNDERGROUND STEAM DISTRIBUTION SYSTEMS","Unknown","G304004: SITE CIVIL/MECHANICAL UTILITIES, HEATING DISTRIBUTION, UNDERGROUND STEAM DISTRIBUTION SYSTEMS - Unknown"]
[null,null,null,null,null,null,null,null,null,null,null,"23-25 43 13 11 19","Rhinoanemometers","23-25 43 13 11 19: Rhinoanemometers",null,null,41463,"G30 SITE CIVIL/MECHANICAL UTILITIES","G3040 HEATING DISTRIBUTION","G304005 REINFORCED CONCRETE MANHOLES & VALVE BOXES","General","G304005: SITE CIVIL/MECHANICAL UTILITIES, HEATING DISTRIBUTION, REINFORCED CONCRETE MANHOLES & VALVE BOXES - General"]
[null,null,null,null,null,null,null,null,null,null,null,"23-25 43 13 15","Ear Equipment","23-25 43 13 15: Ear Equipment",null,null,41464,"G30 SITE CIVIL/MECHANICAL UTILITIES","G3040 HEATING DISTRIBUTION","G304006 PUMPING STATIONS","General","G304006: SITE CIVIL/MECHANICAL UTILITIES, HEATING DISTRIBUTION, PUMPING STATIONS - General"]
[null,null,null,null,null,null,null,null,null,null,null,"23-25 43 13 15 11","Earmold Equipment","23-25 43 13 15 11: Earmold Equipment",null,null,42464,"G30 SITE CIVIL/MECHANICAL UTILITIES","G3040 HEATING DISTRIBUTION","G304006 PUMPING STATIONS","Other","G304006: SITE CIVIL/MECHANICAL UTILITIES, HEATING DISTRIBUTION, PUMPING STATIONS - Other"]
[null,null,null,null,null,null,null,null,null,null,null,"23-25 45 11 11","Patient Beds","23-25 45 11 11: Patient Beds",null,null,42465,"G30 SITE CIVIL/MECHANICAL UTILITIES","G3040 HEATING DISTRIBUTION","G304090 OTHER HEATING DISTRIBUTION","Other","G304090: SITE CIVIL/MECHANICAL UTILITIES, HEATING DISTRIBUTION, OTHER HEATING DISTRIBUTION - Other"]
[null,null,null,null,null,null,null,null,null,null,null,"23-25 45 11 11 11","Electric Patient Beds","23-25 45 11 11 11: Electric Patient Beds",null,null,43465,"G30 SITE CIVIL/MECHANICAL UTILITIES","G3040 HEATING DISTRIBUTION","G304090 OTHER HEATING DISTRIBUTION","Unknown","G304090: SITE CIVIL/MECHANICAL UTILITIES, HEATING DISTRIBUTION, OTHER HEATING DISTRIBUTION - Unknown"]
[null,null,null,null,null,null,null,null,null,null,null,"23-25 45 11 11 17","Hospital Head Boards","23-25 45 11 11 17: Hospital Head Boards",null,null,43466,"G30 SITE CIVIL/MECHANICAL UTILITIES","G3050 COOLING DISTRIBUTION","G305001 OVERHEAD COOLING SYSTEMS","Unknown","G305001: SITE CIVIL/MECHANICAL UTILITIES, COOLING DISTRIBUTION, OVERHEAD COOLING SYSTEMS - Unknown"]
[null,null,null,null,null,null,null,null,null,null,null,"23-25 45 11 13","Medical Mattresses","23-25 45 11 13: Medical Mattresses",null,null,41467,"G30 SITE CIVIL/MECHANICAL UTILITIES","G3050 COOLING DISTRIBUTION","G305002 UNDERGROUND COOLING SYSTEMS","General","G305002: SITE CIVIL/MECHANICAL UTILITIES, COOLING DISTRIBUTION, UNDERGROUND COOLING SYSTEMS - General"]
[null,null,null,null,null,null,null,null,null,null,null,"23-25 45 11 15","Patient Baths","23-25 45 11 15: Patient Baths",null,null,41468,"G30 SITE CIVIL/MECHANICAL UTILITIES","G3050 COOLING DISTRIBUTION","G305003 TRENCHBOXES","General","G305003: SITE CIVIL/MECHANICAL UTILITIES, COOLING DISTRIBUTION, TRENCHBOXES - General"]
[null,null,null,null,null,null,null,null,null,null,null,"23-25 45 11 17","Patient Showers","23-25 45 11 17: Patient Showers",null,null,42468,"G30 SITE CIVIL/MECHANICAL UTILITIES","G3050 COOLING DISTRIBUTION","G305003 TRENCHBOXES","Other","G305003: SITE CIVIL/MECHANICAL UTILITIES, COOLING DISTRIBUTION, TRENCHBOXES - Other"]
[null,null,null,null,null,null,null,null,null,null,null,"23-25 45 11 19","Patient Seating","23-25 45 11 19: Patient Seating",null,null,42469,"G30 SITE CIVIL/MECHANICAL UTILITIES","G3050 COOLING DISTRIBUTION","G305004 WELLS FOR COOLING","Other","G305004: SITE CIVIL/MECHANICAL UTILITIES, COOLING DISTRIBUTION, WELLS FOR COOLING - Other"]
[null,null,null,null,null,null,null,null,null,null,null,"23-25 45 11 19 11","Hospital Recliners","23-25 45 11 19 11: Hospital Recliners",null,null,43469,"G30 SITE CIVIL/MECHANICAL UTILITIES","G3050 COOLING DISTRIBUTION","G305004 WELLS FOR COOLING","Unknown","G305004: SITE CIVIL/MECHANICAL UTILITIES, COOLING DISTRIBUTION, WELLS FOR COOLING - Unknown"]
[null,null,null,null,null,null,null,null,null,null,null,"23-25 45 11 21 11","Physically Challenged Multifunctional Mobility Devices","23-25 45 11 21 11: Physically Challenged Multifunctional Mobility Devices",null,null,43470,"G30 SITE CIVIL/MECHANICAL UTILITIES","G3050 COOLING DISTRIBUTION","G305005 PUMPING STATIONS","Unknown","G305005: SITE CIVIL/MECHANICAL UTILITIES, COOLING DISTRIBUTION, PUMPING STATIONS - Unknown"]
[null,null,null,null,null,null,null,null,null,null,null,"23-25 45 11 21 15","Physically Challenged Standing Aids","23-25 45 11 21 15: Physically Challenged Standing Aids",null,null,42471,"G30 SITE CIVIL/MECHANICAL UTILITIES","G3050 COOLING DISTRIBUTION","G305006 ON-SITE COOLING TOWERS","Other","G305006: SITE CIVIL/MECHANICAL UTILITIES, COOLING DISTRIBUTION, ON-SITE COOLING TOWERS - Other"]
[null,null,null,null,null,null,null,null,null,null,null,"23-25 45 11 21 21","Rollators","23-25 45 11 21 21: Rollators",null,null,42472,"G30 SITE CIVIL/MECHANICAL UTILITIES","G3050 COOLING DISTRIBUTION","G305090 OTHER COOLING DISTRIBUTION","Other","G305090: SITE CIVIL/MECHANICAL UTILITIES, COOLING DISTRIBUTION, OTHER COOLING DISTRIBUTION - Other"]
[null,null,null,null,null,null,null,null,null,null,null,"23-25 45 11 21 23","Walkers","23-25 45 11 21 23: Walkers",null,null,43472,"G30 SITE CIVIL/MECHANICAL UTILITIES","G3050 COOLING DISTRIBUTION","G305090 OTHER COOLING DISTRIBUTION","Unknown","G305090: SITE CIVIL/MECHANICAL UTILITIES, COOLING DISTRIBUTION, OTHER COOLING DISTRIBUTION - Unknown"]
[null,null,null,null,null,null,null,null,null,null,null,"23-25 45 11 23 13","Physically Challenged Bath Lifts","23-25 45 11 23 13: Physically Challenged Bath Lifts",null,null,43473,"G30 SITE CIVIL/MECHANICAL UTILITIES","G3060 FUEL DISTRIBUTION","G306001 LIQUID FUEL DISTRIBUTION PIPING SYSTEM","Unknown","G306001: SITE CIVIL/MECHANICAL UTILITIES, FUEL DISTRIBUTION, LIQUID FUEL DISTRIBUTION PIPING SYSTEM - Unknown"]
[null,null,null,null,null,null,null,null,null,null,null,"23-25 45 11 23 15","Physically Challenged Bath Safety Rails","23-25 45 11 23 15: Physically Challenged Bath Safety Rails",null,null,41474,"G30 SITE CIVIL/MECHANICAL UTILITIES","G3060 FUEL DISTRIBUTION","G306002 AVIATION FUEL DISTRIBUTION PIPING SYSTEM","General","G306002: SITE CIVIL/MECHANICAL UTILITIES, FUEL DISTRIBUTION, AVIATION FUEL DISTRIBUTION PIPING SYSTEM - General"]
[null,null,null,null,null,null,null,null,null,null,null,"23-25 45 11 23 21","Physically Challenged Showers","23-25 45 11 23 21: Physically Challenged Showers",null,null,41475,"G30 SITE CIVIL/MECHANICAL UTILITIES","G3060 FUEL DISTRIBUTION","G306003 LIQUID FUEL STORAGE TANKS","General","G306003: SITE CIVIL/MECHANICAL UTILITIES, FUEL DISTRIBUTION, LIQUID FUEL STORAGE TANKS - General"]
[null,null,null,null,null,null,null,null,null,null,null,"23-25 45 11 23 23","Physically Challenged Sitz Baths","23-25 45 11 23 23: Physically Challenged Sitz Baths",null,null,42475,"G30 SITE CIVIL/MECHANICAL UTILITIES","G3060 FUEL DISTRIBUTION","G306003 LIQUID FUEL STORAGE TANKS","Other","G306003: SITE CIVIL/MECHANICAL UTILITIES, FUEL DISTRIBUTION, LIQUID FUEL STORAGE TANKS - Other"]
[null,null,null,null,null,null,null,null,null,null,null,"23-25 45 11 25 13","Physically Challenged Toilet Frames","23-25 45 11 25 13: Physically Challenged Toilet Frames",null,null,42476,"G30 SITE CIVIL/MECHANICAL UTILITIES","G3060 FUEL DISTRIBUTION","G306004 LIQUID FUEL DISPENSING EQUIPMENT","Other","G306004: SITE CIVIL/MECHANICAL UTILITIES, FUEL DISTRIBUTION, LIQUID FUEL DISPENSING EQUIPMENT - Other"]
[null,null,null,null,null,null,null,null,null,null,null,"23-25 45 11 25 15","Physically Challenged Toilet Grab Bars","23-25 45 11 25 15: Physically Challenged Toilet Grab Bars",null,null,43476,"G30 SITE CIVIL/MECHANICAL UTILITIES","G3060 FUEL DISTRIBUTION","G306004 LIQUID FUEL DISPENSING EQUIPMENT","Unknown","G306004: SITE CIVIL/MECHANICAL UTILITIES, FUEL DISTRIBUTION, LIQUID FUEL DISPENSING EQUIPMENT - Unknown"]
[null,null,null,null,null,null,null,null,null,null,null,"23-25 45 11 25 21","Physically Challenged Toilets","23-25 45 11 25 21: Physically Challenged Toilets",null,null,43477,"G30 SITE CIVIL/MECHANICAL UTILITIES","G3060 FUEL DISTRIBUTION","G306005 LIQUID FUEL SYSTEM TRENCHBOXES","Unknown","G306005: SITE CIVIL/MECHANICAL UTILITIES, FUEL DISTRIBUTION, LIQUID FUEL SYSTEM TRENCHBOXES - Unknown"]
[null,null,null,null,null,null,null,null,null,null,null,"23-25 45 13","Patient Care Equipment","23-25 45 13: Patient Care Equipment",null,null,41478,"G30 SITE CIVIL/MECHANICAL UTILITIES","G3060 FUEL DISTRIBUTION","G306006 GAS DISTRIBUTION PIPING (NATURAL AND PROPANE)","General","G306006: SITE CIVIL/MECHANICAL UTILITIES, FUEL DISTRIBUTION, GAS DISTRIBUTION PIPING (NATURAL AND PROPANE) - General"]
[null,null,null,null,null,null,null,null,null,null,null,"23-25 47 11 11","Privacy Screens","23-25 47 11 11: Privacy Screens",null,null,41479,"G30 SITE CIVIL/MECHANICAL UTILITIES","G3060 FUEL DISTRIBUTION","G306007 GAS STORAGE TANKS","General","G306007: SITE CIVIL/MECHANICAL UTILITIES, FUEL DISTRIBUTION, GAS STORAGE TANKS - General"]
[null,null,null,null,null,null,null,null,null,null,null,"23-25 47 11 11 11","Patient Cubicle Curtain Tracks","23-25 47 11 11 11: Patient Cubicle Curtain Tracks",null,null,42479,"G30 SITE CIVIL/MECHANICAL UTILITIES","G3060 FUEL DISTRIBUTION","G306007 GAS STORAGE TANKS","Other","G306007: SITE CIVIL/MECHANICAL UTILITIES, FUEL DISTRIBUTION, GAS STORAGE TANKS - Other"]
[null,null,null,null,null,null,null,null,null,null,null,"23-25 47 11 13 11","Examination Treatment Tables","23-25 47 11 13 11: Examination Treatment Tables",null,null,43480,"G30 SITE CIVIL/MECHANICAL UTILITIES","G3060 FUEL DISTRIBUTION","G306008 GAS SYSTEM TRENCHBOXES","Unknown","G306008: SITE CIVIL/MECHANICAL UTILITIES, FUEL DISTRIBUTION, GAS SYSTEM TRENCHBOXES - Unknown"]
[null,null,null,null,null,null,null,null,null,null,null,"23-25 47 11 13 13","Medical Procedure Tables","23-25 47 11 13 13: Medical Procedure Tables",null,null,41481,"G30 SITE CIVIL/MECHANICAL UTILITIES","G3060 FUEL DISTRIBUTION","G306009 OTHER GAS DISTRIBUTION","General","G306009: SITE CIVIL/MECHANICAL UTILITIES, FUEL DISTRIBUTION, OTHER GAS DISTRIBUTION - General"]
[null,null,null,null,null,null,null,null,null,null,null,"23-25 47 11 15","Patient Clinical Diagnostic Sinks","23-25 47 11 15: Patient Clinical Diagnostic Sinks",null,null,41482,"G30 SITE CIVIL/MECHANICAL UTILITIES","G3060 FUEL DISTRIBUTION","G306090 OTHER FUEL DISTRIBUTION","General","G306090: SITE CIVIL/MECHANICAL UTILITIES, FUEL DISTRIBUTION, OTHER FUEL DISTRIBUTION - General"]
[null,null,null,null,null,null,null,null,null,null,null,"23-25 47 11 15 11","Clinic Sinks","23-25 47 11 15 11: Clinic Sinks",null,null,42482,"G30 SITE CIVIL/MECHANICAL UTILITIES","G3060 FUEL DISTRIBUTION","G306090 OTHER FUEL DISTRIBUTION","Other","G306090: SITE CIVIL/MECHANICAL UTILITIES, FUEL DISTRIBUTION, OTHER FUEL DISTRIBUTION - Other"]
[null,null,null,null,null,null,null,null,null,null,null,"23-25 47 11 17 11","Patient Records Shelving Units","23-25 47 11 17 11: Patient Records Shelving Units",null,null,42483,"G30 SITE CIVIL/MECHANICAL UTILITIES","G3090 OTHER SITE MECHANICAL UTILITIES","G309001 INDUSTRIAL WASTE PIPE","Other","G309001: SITE CIVIL/MECHANICAL UTILITIES, OTHER SITE MECHANICAL UTILITIES, INDUSTRIAL WASTE PIPE - Other"]
[null,null,null,null,null,null,null,null,null,null,null,"23-25 47 11 19","Patient Clinical Diagnostic Seating","23-25 47 11 19: Patient Clinical Diagnostic Seating",null,null,43483,"G30 SITE CIVIL/MECHANICAL UTILITIES","G3090 OTHER SITE MECHANICAL UTILITIES","G309001 INDUSTRIAL WASTE PIPE","Unknown","G309001: SITE CIVIL/MECHANICAL UTILITIES, OTHER SITE MECHANICAL UTILITIES, INDUSTRIAL WASTE PIPE - Unknown"]
[null,null,null,null,null,null,null,null,null,null,null,"23-25 47 11 21","Patient Clinical Diagnostic Cabinets","23-25 47 11 21: Patient Clinical Diagnostic Cabinets",null,null,43484,"G30 SITE CIVIL/MECHANICAL UTILITIES","G3090 OTHER SITE MECHANICAL UTILITIES","G309002 INDUSTRIAL WASTE MANHOLES & CLEANOUTS","Unknown","G309002: SITE CIVIL/MECHANICAL UTILITIES, OTHER SITE MECHANICAL UTILITIES, INDUSTRIAL WASTE MANHOLES & CLEANOUTS - Unknown"]
[null,null,null,null,null,null,null,null,null,null,null,"23-25 47 11 21 11","Exam Room Cabinets","23-25 47 11 21 11: Exam Room Cabinets",null,null,41485,"G30 SITE CIVIL/MECHANICAL UTILITIES","G3090 OTHER SITE MECHANICAL UTILITIES","G309003 INDUSTRIAL WASTE LIFT STATIONS","General","G309003: SITE CIVIL/MECHANICAL UTILITIES, OTHER SITE MECHANICAL UTILITIES, INDUSTRIAL WASTE LIFT STATIONS - General"]
[null,null,null,null,null,null,null,null,null,null,null,"23-25 47 11 23","Patient Clinical Diagnostic Monitor Arms","23-25 47 11 23: Patient Clinical Diagnostic Monitor Arms",null,null,41486,"G30 SITE CIVIL/MECHANICAL UTILITIES","G3090 OTHER SITE MECHANICAL UTILITIES","G309004 INDUSTRIAL WASTE HOLDING TANKS & SEPARATORS","General","G309004: SITE CIVIL/MECHANICAL UTILITIES, OTHER SITE MECHANICAL UTILITIES, INDUSTRIAL WASTE HOLDING TANKS & SEPARATORS - General"]
[null,null,null,null,null,null,null,null,null,null,null,"23-25 47 11 23 11","Medical Facility Monitor Ceiling Arms","23-25 47 11 23 11: Medical Facility Monitor Ceiling Arms",null,null,42486,"G30 SITE CIVIL/MECHANICAL UTILITIES","G3090 OTHER SITE MECHANICAL UTILITIES","G309004 INDUSTRIAL WASTE HOLDING TANKS & SEPARATORS","Other","G309004: SITE CIVIL/MECHANICAL UTILITIES, OTHER SITE MECHANICAL UTILITIES, INDUSTRIAL WASTE HOLDING TANKS & SEPARATORS - Other"]
[null,null,null,null,null,null,null,null,null,null,null,"23-25 47 13 11","Blood Pressure Units And Related Products","23-25 47 13 11: Blood Pressure Units And Related Products",null,null,42487,"G30 SITE CIVIL/MECHANICAL UTILITIES","G3090 OTHER SITE MECHANICAL UTILITIES","G309005 INDUSTRIAL WASTE TRENCHBOXES","Other","G309005: SITE CIVIL/MECHANICAL UTILITIES, OTHER SITE MECHANICAL UTILITIES, INDUSTRIAL WASTE TRENCHBOXES - Other"]
[null,null,null,null,null,null,null,null,null,null,null,"23-25 47 13 11 11","Aneroid Blood Pressure Units","23-25 47 13 11 11: Aneroid Blood Pressure Units",null,null,43487,"G30 SITE CIVIL/MECHANICAL UTILITIES","G3090 OTHER SITE MECHANICAL UTILITIES","G309005 INDUSTRIAL WASTE TRENCHBOXES","Unknown","G309005: SITE CIVIL/MECHANICAL UTILITIES, OTHER SITE MECHANICAL UTILITIES, INDUSTRIAL WASTE TRENCHBOXES - Unknown"]
[null,null,null,null,null,null,null,null,null,null,null,"23-25 47 13 11 19","Mercury Blood Pressure Units","23-25 47 13 11 19: Mercury Blood Pressure Units",null,null,41489,"G40 SITE ELECTRICAL UTILITIES","G4010 ELECTRICAL DISTRIBUTION","G401001 SUBSTATIONS","General","G401001: SITE ELECTRICAL UTILITIES, ELECTRICAL DISTRIBUTION, SUBSTATIONS - General"]
[null,null,null,null,null,null,null,null,null,null,null,"23-25 47 13 11 21","Sphygmomanometers","23-25 47 13 11 21: Sphygmomanometers",null,null,42489,"G40 SITE ELECTRICAL UTILITIES","G4010 ELECTRICAL DISTRIBUTION","G401001 SUBSTATIONS","Other","G401001: SITE ELECTRICAL UTILITIES, ELECTRICAL DISTRIBUTION, SUBSTATIONS - Other"]
[null,null,null,null,null,null,null,null,null,null,null,"23-25 47 13 13 11 11","Multiple Channel Electrocardiograph Units","23-25 47 13 13 11 11: Multiple Channel Electrocardiograph Units",null,null,42490,"G40 SITE ELECTRICAL UTILITIES","G4010 ELECTRICAL DISTRIBUTION","G401002 TRANSFORMERS","Other","G401002: SITE ELECTRICAL UTILITIES, ELECTRICAL DISTRIBUTION, TRANSFORMERS - Other"]
[null,null,null,null,null,null,null,null,null,null,null,"23-25 47 13 13 11 13","Single Channel Electrocardiograph Units","23-25 47 13 13 11 13: Single Channel Electrocardiograph Units",null,null,43490,"G40 SITE ELECTRICAL UTILITIES","G4010 ELECTRICAL DISTRIBUTION","G401002 TRANSFORMERS","Unknown","G401002: SITE ELECTRICAL UTILITIES, ELECTRICAL DISTRIBUTION, TRANSFORMERS - Unknown"]
[null,null,null,null,null,null,null,null,null,null,null,"23-25 47 13 13 17","Electrocardiography Monitors","23-25 47 13 13 17: Electrocardiography Monitors",null,null,43491,"G40 SITE ELECTRICAL UTILITIES","G4010 ELECTRICAL DISTRIBUTION","G401003 SWITCHES, CONTROLS & DEVICES","Unknown","G401003: SITE ELECTRICAL UTILITIES, ELECTRICAL DISTRIBUTION, SWITCHES, CONTROLS & DEVICES - Unknown"]
[null,null,null,null,null,null,null,null,null,null,null,"23-25 47 13 13 19","Electrocardiography Unit Analyzers","23-25 47 13 13 19: Electrocardiography Unit Analyzers",null,null,41492,"G40 SITE ELECTRICAL UTILITIES","G4010 ELECTRICAL DISTRIBUTION","G401004 OVERHEAD ELECTRIC CONDUCTORS","General","G401004: SITE ELECTRICAL UTILITIES, ELECTRICAL DISTRIBUTION, OVERHEAD ELECTRIC CONDUCTORS - General"]
[null,null,null,null,null,null,null,null,null,null,null,"23-25 47 13 15","Pulse Dosimeters Products","23-25 47 13 15: Pulse Dosimeters Products",null,null,41493,"G40 SITE ELECTRICAL UTILITIES","G4010 ELECTRICAL DISTRIBUTION","G401005 TOWERS, POLES, CROSSARMS & INSULATORS","General","G401005: SITE ELECTRICAL UTILITIES, ELECTRICAL DISTRIBUTION, TOWERS, POLES, CROSSARMS & INSULATORS - General"]
[null,null,null,null,null,null,null,null,null,null,null,"23-25 47 13 15 11","Co Oximeters","23-25 47 13 15 11: Co Oximeters",null,null,42493,"G40 SITE ELECTRICAL UTILITIES","G4010 ELECTRICAL DISTRIBUTION","G401005 TOWERS, POLES, CROSSARMS & INSULATORS","Other","G401005: SITE ELECTRICAL UTILITIES, ELECTRICAL DISTRIBUTION, TOWERS, POLES, CROSSARMS & INSULATORS - Other"]
[null,null,null,null,null,null,null,null,null,null,null,"23-25 47 13 15 17","Pulse Oximeter Sensors","23-25 47 13 15 17: Pulse Oximeter Sensors",null,null,42494,"G40 SITE ELECTRICAL UTILITIES","G4010 ELECTRICAL DISTRIBUTION","G401006 UNDERGROUND ELECTRIC CONDUCTORS","Other","G401006: SITE ELECTRICAL UTILITIES, ELECTRICAL DISTRIBUTION, UNDERGROUND ELECTRIC CONDUCTORS - Other"]
[null,null,null,null,null,null,null,null,null,null,null,"23-25 47 13 15 19","Pulse Oximeter Units","23-25 47 13 15 19: Pulse Oximeter Units",null,null,43494,"G40 SITE ELECTRICAL UTILITIES","G4010 ELECTRICAL DISTRIBUTION","G401006 UNDERGROUND ELECTRIC CONDUCTORS","Unknown","G401006: SITE ELECTRICAL UTILITIES, ELECTRICAL DISTRIBUTION, UNDERGROUND ELECTRIC CONDUCTORS - Unknown"]
[null,null,null,null,null,null,null,null,null,null,null,"23-25 47 13 17 13","Anoscopes","23-25 47 13 17 13: Anoscopes",null,null,43495,"G40 SITE ELECTRICAL UTILITIES","G4010 ELECTRICAL DISTRIBUTION","G401007 DUCTBANKS, MANHOLES, HANDHOLES & RACEWAYS","Unknown","G401007: SITE ELECTRICAL UTILITIES, ELECTRICAL DISTRIBUTION, DUCTBANKS, MANHOLES, HANDHOLES & RACEWAYS - Unknown"]
[null,null,null,null,null,null,null,null,null,null,null,"23-25 47 13 17 15","Binocular Ophthalmoscopes","23-25 47 13 17 15: Binocular Ophthalmoscopes",null,null,41496,"G40 SITE ELECTRICAL UTILITIES","G4010 ELECTRICAL DISTRIBUTION","G401008 GROUNDING SYSTEMS","General","G401008: SITE ELECTRICAL UTILITIES, ELECTRICAL DISTRIBUTION, GROUNDING SYSTEMS - General"]
[null,null,null,null,null,null,null,null,null,null,null,"23-25 47 13 17 17","Body Composition Analyzer","23-25 47 13 17 17: Body Composition Analyzer",null,null,41497,"G40 SITE ELECTRICAL UTILITIES","G4010 ELECTRICAL DISTRIBUTION","G401009 METERING","General","G401009: SITE ELECTRICAL UTILITIES, ELECTRICAL DISTRIBUTION, METERING - General"]
[null,null,null,null,null,null,null,null,null,null,null,"23-25 47 13 17 21","Colposcopes","23-25 47 13 17 21: Colposcopes",null,null,43497,"G40 SITE ELECTRICAL UTILITIES","G4010 ELECTRICAL DISTRIBUTION","G401009 METERING","Unknown","G401009: SITE ELECTRICAL UTILITIES, ELECTRICAL DISTRIBUTION, METERING - Unknown"]
[null,null,null,null,null,null,null,null,null,null,null,"23-25 47 13 17 27","Electromyographs","23-25 47 13 17 27: Electromyographs",null,null,43498,"G40 SITE ELECTRICAL UTILITIES","G4010 ELECTRICAL DISTRIBUTION","G401010 CATHODIC PROTECTION","Unknown","G401010: SITE ELECTRICAL UTILITIES, ELECTRICAL DISTRIBUTION, CATHODIC PROTECTION - Unknown"]
[null,null,null,null,null,null,null,null,null,null,null,"23-25 47 13 17 29","Electronic Stethoscopes","23-25 47 13 17 29: Electronic Stethoscopes",null,null,41499,"G40 SITE ELECTRICAL UTILITIES","G4010 ELECTRICAL DISTRIBUTION","G401011 EQUIPMENT REQUIREMENTS FOR COASTAL AND HIGH HUMIDITY AREAS","General","G401011: SITE ELECTRICAL UTILITIES, ELECTRICAL DISTRIBUTION, EQUIPMENT REQUIREMENTS FOR COASTAL AND HIGH HUMIDITY AREAS - General"]
[null,null,null,null,null,null,null,null,null,null,null,"23-25 47 13 17 31 13","Adult Large Channel Fiberoptic Bronchoscopes","23-25 47 13 17 31 13: Adult Large Channel Fiberoptic Bronchoscopes",null,null,41500,"G40 SITE ELECTRICAL UTILITIES","G4010 ELECTRICAL DISTRIBUTION","G401090 OTHER ELECTRIC TRANSMISSION & DISTRIBUTION","General","G401090: SITE ELECTRICAL UTILITIES, ELECTRICAL DISTRIBUTION, OTHER ELECTRIC TRANSMISSION & DISTRIBUTION - General"]
[null,null,null,null,null,null,null,null,null,null,null,"23-25 47 13 17 31 15","Adult Slim Casing Fiberoptic Bronchoscopes","23-25 47 13 17 31 15: Adult Slim Casing Fiberoptic Bronchoscopes",null,null,42500,"G40 SITE ELECTRICAL UTILITIES","G4010 ELECTRICAL DISTRIBUTION","G401090 OTHER ELECTRIC TRANSMISSION & DISTRIBUTION","Other","G401090: SITE ELECTRICAL UTILITIES, ELECTRICAL DISTRIBUTION, OTHER ELECTRIC TRANSMISSION & DISTRIBUTION - Other"]
[null,null,null,null,null,null,null,null,null,null,null,"23-25 47 13 17 31 21","Therapeutic Fiberoptic Bronchoscopes","23-25 47 13 17 31 21: Therapeutic Fiberoptic Bronchoscopes",null,null,42501,"G40 SITE ELECTRICAL UTILITIES","G4020 SITE LIGHTING","G402001 EXTERIOR LIGHTING FIXTURES & CONTROLS","Other","G402001: SITE ELECTRICAL UTILITIES, SITE LIGHTING, EXTERIOR LIGHTING FIXTURES & CONTROLS - Other"]
[null,null,null,null,null,null,null,null,null,null,null,"23-25 47 13 17 33","Goniometers","23-25 47 13 17 33: Goniometers",null,null,43501,"G40 SITE ELECTRICAL UTILITIES","G4020 SITE LIGHTING","G402001 EXTERIOR LIGHTING FIXTURES & CONTROLS","Unknown","G402001: SITE ELECTRICAL UTILITIES, SITE LIGHTING, EXTERIOR LIGHTING FIXTURES & CONTROLS - Unknown"]
[null,null,null,null,null,null,null,null,null,null,null,"23-25 47 13 17 39","Nasopharyngoscopes","23-25 47 13 17 39: Nasopharyngoscopes",null,null,43502,"G40 SITE ELECTRICAL UTILITIES","G4020 SITE LIGHTING","G402002 SPECIAL SECURITY LIGHTING SYSTEMS","Unknown","G402002: SITE ELECTRICAL UTILITIES, SITE LIGHTING, SPECIAL SECURITY LIGHTING SYSTEMS - Unknown"]
[null,null,null,null,null,null,null,null,null,null,null,"23-25 47 13 17 41","Neurological Discriminators","23-25 47 13 17 41: Neurological Discriminators",null,null,41503,"G40 SITE ELECTRICAL UTILITIES","G4020 SITE LIGHTING","G402003 OTHER AREA LIGHTING","General","G402003: SITE ELECTRICAL UTILITIES, SITE LIGHTING, OTHER AREA LIGHTING - General"]
[null,null,null,null,null,null,null,null,null,null,null,"23-25 47 13 17 47","Otoscopes","23-25 47 13 17 47: Otoscopes",null,null,41504,"G40 SITE ELECTRICAL UTILITIES","G4020 SITE LIGHTING","G402004 LIGHTING POLES","General","G402004: SITE ELECTRICAL UTILITIES, SITE LIGHTING, LIGHTING POLES - General"]
[null,null,null,null,null,null,null,null,null,null,null,"23-25 47 13 17 49","Patient Thermoregulators","23-25 47 13 17 49: Patient Thermoregulators",null,null,42504,"G40 SITE ELECTRICAL UTILITIES","G4020 SITE LIGHTING","G402004 LIGHTING POLES","Other","G402004: SITE ELECTRICAL UTILITIES, SITE LIGHTING, LIGHTING POLES - Other"]
[null,null,null,null,null,null,null,null,null,null,null,"23-25 47 13 17 55","Therapeutic Bronchoscopes","23-25 47 13 17 55: Therapeutic Bronchoscopes",null,null,42505,"G40 SITE ELECTRICAL UTILITIES","G4020 SITE LIGHTING","G402005 UNDERGROUND ELECTRIC CONDUCTORS","Other","G402005: SITE ELECTRICAL UTILITIES, SITE LIGHTING, UNDERGROUND ELECTRIC CONDUCTORS - Other"]
[null,null,null,null,null,null,null,null,null,null,null,"23-25 47 13 17 57","Vaginoscopes","23-25 47 13 17 57: Vaginoscopes",null,null,43505,"G40 SITE ELECTRICAL UTILITIES","G4020 SITE LIGHTING","G402005 UNDERGROUND ELECTRIC CONDUCTORS","Unknown","G402005: SITE ELECTRICAL UTILITIES, SITE LIGHTING, UNDERGROUND ELECTRIC CONDUCTORS - Unknown"]
[null,null,null,null,null,null,null,null,null,null,null,"23-25 47 13 19 11","Diaper Weight Scales","23-25 47 13 19 11: Diaper Weight Scales",null,null,42506,"G40 SITE ELECTRICAL UTILITIES","G4020 SITE LIGHTING","G402006 DUCTBANKS, MANHOLES & HANDHOLES","Other","G402006: SITE ELECTRICAL UTILITIES, SITE LIGHTING, DUCTBANKS, MANHOLES & HANDHOLES - Other"]
[null,null,null,null,null,null,null,null,null,null,null,"23-25 47 13 19 17","Patient Chair Scales","23-25 47 13 19 17: Patient Chair Scales",null,null,42507,"G40 SITE ELECTRICAL UTILITIES","G4020 SITE LIGHTING","G402007 GROUNDING SYSTEMS","Other","G402007: SITE ELECTRICAL UTILITIES, SITE LIGHTING, GROUNDING SYSTEMS - Other"]
[null,null,null,null,null,null,null,null,null,null,null,"23-25 47 13 19 23","Patient Table Scales","23-25 47 13 19 23: Patient Table Scales",null,null,42508,"G40 SITE ELECTRICAL UTILITIES","G4030 SITE COMMUNICATION AND SECURITY","G403001 TELECOMMUNICATIONS SYSTEMS","Other","G403001: SITE ELECTRICAL UTILITIES, SITE COMMUNICATION AND SECURITY, TELECOMMUNICATIONS SYSTEMS - Other"]
[null,null,null,null,null,null,null,null,null,null,null,"23-25 47 13 19 25","Wheelchair Platform Scales","23-25 47 13 19 25: Wheelchair Platform Scales",null,null,43508,"G40 SITE ELECTRICAL UTILITIES","G4030 SITE COMMUNICATION AND SECURITY","G403001 TELECOMMUNICATIONS SYSTEMS","Unknown","G403001: SITE ELECTRICAL UTILITIES, SITE COMMUNICATION AND SECURITY, TELECOMMUNICATIONS SYSTEMS - Unknown"]
[null,null,null,null,null,null,null,null,null,null,null,"23-25 47 13 21 13","Bilirubinometers","23-25 47 13 21 13: Bilirubinometers",null,null,43509,"G40 SITE ELECTRICAL UTILITIES","G4030 SITE COMMUNICATION AND SECURITY","G403002 CABLE TV SYSTEMS (CATV)","Unknown","G403002: SITE ELECTRICAL UTILITIES, SITE COMMUNICATION AND SECURITY, CABLE TV SYSTEMS (CATV) - Unknown"]
[null,null,null,null,null,null,null,null,null,null,null,"23-25 47 13 21 15","Blood Bank Analyzers","23-25 47 13 21 15: Blood Bank Analyzers",null,null,41510,"G40 SITE ELECTRICAL UTILITIES","G4030 SITE COMMUNICATION AND SECURITY","G403003 CABLES & WIRING","General","G403003: SITE ELECTRICAL UTILITIES, SITE COMMUNICATION AND SECURITY, CABLES & WIRING - General"]
[null,null,null,null,null,null,null,null,null,null,null,"23-25 47 13 21 21","Chemistry Analyzers","23-25 47 13 21 21: Chemistry Analyzers",null,null,41511,"G40 SITE ELECTRICAL UTILITIES","G4030 SITE COMMUNICATION AND SECURITY","G403004 DUCTBANKS, MANHOLES & HANDHOLES","General","G403004: SITE ELECTRICAL UTILITIES, SITE COMMUNICATION AND SECURITY, DUCTBANKS, MANHOLES & HANDHOLES - General"]
[null,null,null,null,null,null,null,null,null,null,null,"23-25 47 13 21 23","Coagulation Analyzers","23-25 47 13 21 23: Coagulation Analyzers",null,null,42511,"G40 SITE ELECTRICAL UTILITIES","G4030 SITE COMMUNICATION AND SECURITY","G403004 DUCTBANKS, MANHOLES & HANDHOLES","Other","G403004: SITE ELECTRICAL UTILITIES, SITE COMMUNICATION AND SECURITY, DUCTBANKS, MANHOLES & HANDHOLES - Other"]
[null,null,null,null,null,null,null,null,null,null,null,"23-25 47 13 21 25","Deoxyribonucleic Sequence Analyzers","23-25 47 13 21 25: Deoxyribonucleic Sequence Analyzers",null,null,42512,"G40 SITE ELECTRICAL UTILITIES","G4030 SITE COMMUNICATION AND SECURITY","G403005 TOWERS, POLES & STANDS","Other","G403005: SITE ELECTRICAL UTILITIES, SITE COMMUNICATION AND SECURITY, TOWERS, POLES & STANDS - Other"]
[null,null,null,null,null,null,null,null,null,null,null,"23-25 47 13 21 27","Toxicology Analyzers","23-25 47 13 21 27: Toxicology Analyzers",null,null,43512,"G40 SITE ELECTRICAL UTILITIES","G4030 SITE COMMUNICATION AND SECURITY","G403005 TOWERS, POLES & STANDS","Unknown","G403005: SITE ELECTRICAL UTILITIES, SITE COMMUNICATION AND SECURITY, TOWERS, POLES & STANDS - Unknown"]
[null,null,null,null,null,null,null,null,null,null,null,"23-25 47 13 21 31","Histology Analyzers","23-25 47 13 21 31: Histology Analyzers",null,null,43513,"G40 SITE ELECTRICAL UTILITIES","G4030 SITE COMMUNICATION AND SECURITY","G403006 TV CAMERAS & MONITORS","Unknown","G403006: SITE ELECTRICAL UTILITIES, SITE COMMUNICATION AND SECURITY, TV CAMERAS & MONITORS - Unknown"]
[null,null,null,null,null,null,null,null,null,null,null,"23-25 47 13 21 33","Breath Hydrogen Analyzers","23-25 47 13 21 33: Breath Hydrogen Analyzers",null,null,41514,"G40 SITE ELECTRICAL UTILITIES","G4030 SITE COMMUNICATION AND SECURITY","G403007 ELECTRONIC SECURITY SYSTEMS (ESS)","General","G403007: SITE ELECTRICAL UTILITIES, SITE COMMUNICATION AND SECURITY, ELECTRONIC SECURITY SYSTEMS (ESS) - General"]
[null,null,null,null,null,null,null,null,null,null,null,"23-25 47 13 21 39","Protein Analyzers","23-25 47 13 21 39: Protein Analyzers",null,null,41515,"G40 SITE ELECTRICAL UTILITIES","G4030 SITE COMMUNICATION AND SECURITY","G403008 OTHER COMMUNICATION & ALARM","General","G403008: SITE ELECTRICAL UTILITIES, SITE COMMUNICATION AND SECURITY, OTHER COMMUNICATION & ALARM - General"]
[null,null,null,null,null,null,null,null,null,null,null,"23-25 47 13 21 43 11","Advanced Urinalysis Analyzers","23-25 47 13 21 43 11: Advanced Urinalysis Analyzers",null,null,41516,"G40 SITE ELECTRICAL UTILITIES","G4030 SITE COMMUNICATION AND SECURITY","G403009 GROUNDING SYSTEMS","General","G403009: SITE ELECTRICAL UTILITIES, SITE COMMUNICATION AND SECURITY, GROUNDING SYSTEMS - General"]
[null,null,null,null,null,null,null,null,null,null,null,"23-25 47 13 21 45","Glucose Analyzers","23-25 47 13 21 45: Glucose Analyzers",null,null,43516,"G40 SITE ELECTRICAL UTILITIES","G4030 SITE COMMUNICATION AND SECURITY","G403009 GROUNDING SYSTEMS","Unknown","G403009: SITE ELECTRICAL UTILITIES, SITE COMMUNICATION AND SECURITY, GROUNDING SYSTEMS - Unknown"]
[null,null,null,null,null,null,null,null,null,null,null,"23-25 47 13 21 47","Drug Screening Chemistry Analyzers","23-25 47 13 21 47: Drug Screening Chemistry Analyzers",null,null,41517,"G40 SITE ELECTRICAL UTILITIES","G4030 SITE COMMUNICATION AND SECURITY","G403090 OTHER SECURITY SYSTEMS","General","G403090: SITE ELECTRICAL UTILITIES, SITE COMMUNICATION AND SECURITY, OTHER SECURITY SYSTEMS - General"]
[null,null,null,null,null,null,null,null,null,null,null,"23-25 47 13 21 53","Stat Chemistry Analyzers","23-25 47 13 21 53: Stat Chemistry Analyzers",null,null,41518,"G40 SITE ELECTRICAL UTILITIES","G4090 OTHER SITE ELECTRICAL UTILITIES","G409001 SACRIFICIAL ANODE CATHODIC PROTECTION SYSTEM","General","G409001: SITE ELECTRICAL UTILITIES, OTHER SITE ELECTRICAL UTILITIES, SACRIFICIAL ANODE CATHODIC PROTECTION SYSTEM - General"]
[null,null,null,null,null,null,null,null,null,null,null,"23-25 47 13 21 55","Enzyme Immuni Assay Analysis Units","23-25 47 13 21 55: Enzyme Immuni Assay Analysis Units",null,null,42518,"G40 SITE ELECTRICAL UTILITIES","G4090 OTHER SITE ELECTRICAL UTILITIES","G409001 SACRIFICIAL ANODE CATHODIC PROTECTION SYSTEM","Other","G409001: SITE ELECTRICAL UTILITIES, OTHER SITE ELECTRICAL UTILITIES, SACRIFICIAL ANODE CATHODIC PROTECTION SYSTEM - Other"]
[null,null,null,null,null,null,null,null,null,null,null,"23-25 47 13 21 55 15","Plate Washer Enzyme Immuni Assay Analysis Units","23-25 47 13 21 55 15: Plate Washer Enzyme Immuni Assay Analysis Units",null,null,42519,"G40 SITE ELECTRICAL UTILITIES","G4090 OTHER SITE ELECTRICAL UTILITIES","G409002 INDUCED CURRENT CATHODIC PROTECTION SYSTEM","Other","G409002: SITE ELECTRICAL UTILITIES, OTHER SITE ELECTRICAL UTILITIES, INDUCED CURRENT CATHODIC PROTECTION SYSTEM - Other"]
[null,null,null,null,null,null,null,null,null,null,null,"23-25 47 13 21 55 17","Hemoglobinometers","23-25 47 13 21 55 17: Hemoglobinometers",null,null,43519,"G40 SITE ELECTRICAL UTILITIES","G4090 OTHER SITE ELECTRICAL UTILITIES","G409002 INDUCED CURRENT CATHODIC PROTECTION SYSTEM","Unknown","G409002: SITE ELECTRICAL UTILITIES, OTHER SITE ELECTRICAL UTILITIES, INDUCED CURRENT CATHODIC PROTECTION SYSTEM - Unknown"]
[null,null,null,null,null,null,null,null,null,null,null,"23-25 47 13 23 13","Cholesterol Monitors","23-25 47 13 23 13: Cholesterol Monitors",null,null,43520,"G40 SITE ELECTRICAL UTILITIES","G4090 OTHER SITE ELECTRICAL UTILITIES","G409003 EMERGENCY POWER GENERATION","Unknown","G409003: SITE ELECTRICAL UTILITIES, OTHER SITE ELECTRICAL UTILITIES, EMERGENCY POWER GENERATION - Unknown"]
[null,null,null,null,null,null,null,null,null,null,null,"23-25 47 13 23 15","Glucose Meters","23-25 47 13 23 15: Glucose Meters",null,null,41521,"G40 SITE ELECTRICAL UTILITIES","G4090 OTHER SITE ELECTRICAL UTILITIES","G409090 OTHER CATHODIC PROTECTION","General","G409090: SITE ELECTRICAL UTILITIES, OTHER SITE ELECTRICAL UTILITIES, OTHER CATHODIC PROTECTION - General"]
[null,null,null,null,null,null,null,null,null,null,null,"23-25 47 15 11","Exam Work Centers","23-25 47 15 11: Exam Work Centers",null,null,41522,"G90 OTHER SITE CONSTRUCTION","G9010 SERVICE AND PEDESTRIAN TUNNELS","G901001 SERVICE AND PEDESTRIAN TUNNELS","General","G901001: OTHER SITE CONSTRUCTION, SERVICE AND PEDESTRIAN TUNNELS, SERVICE AND PEDESTRIAN TUNNELS - General"]
[null,null,null,null,null,null,null,null,null,null,null,"23-25 47 15 13","Gross Pathology Stations","23-25 47 15 13: Gross Pathology Stations",null,null,42522,"G90 OTHER SITE CONSTRUCTION","G9010 SERVICE AND PEDESTRIAN TUNNELS","G901001 SERVICE AND PEDESTRIAN TUNNELS","Other","G901001: OTHER SITE CONSTRUCTION, SERVICE AND PEDESTRIAN TUNNELS, SERVICE AND PEDESTRIAN TUNNELS - Other"]
[null,null,null,null,null,null,null,null,null,null,null,"23-25 49 11","Patient transport products","23-25 49 11: Patient transport products",null,null,42523,"G90 OTHER SITE CONSTRUCTION","G9010 SERVICE AND PEDESTRIAN TUNNELS","G901002 PREFABRICATED SERVICE AND PEDESTRIAN TUNNELS","Other","G901002: OTHER SITE CONSTRUCTION, SERVICE AND PEDESTRIAN TUNNELS, PREFABRICATED SERVICE AND PEDESTRIAN TUNNELS - Other"]
[null,null,null,null,null,null,null,null,null,null,null,"23-25 49 11 11","Patient Transport Trolleys","23-25 49 11 11: Patient Transport Trolleys",null,null,43523,"G90 OTHER SITE CONSTRUCTION","G9010 SERVICE AND PEDESTRIAN TUNNELS","G901002 PREFABRICATED SERVICE AND PEDESTRIAN TUNNELS","Unknown","G901002: OTHER SITE CONSTRUCTION, SERVICE AND PEDESTRIAN TUNNELS, PREFABRICATED SERVICE AND PEDESTRIAN TUNNELS - Unknown"]
[null,null,null,null,null,null,null,null,null,null,null,"23-25 49 11 17","Patient Transport Incubators","23-25 49 11 17: Patient Transport Incubators",null,null,43524,"G90 OTHER SITE CONSTRUCTION","G9090 OTHER SITE CONSTRUCTION","G909001 BRIDGES","Unknown","G909001: OTHER SITE CONSTRUCTION, OTHER SITE CONSTRUCTION, BRIDGES - Unknown"]
[null,null,null,null,null,null,null,null,null,null,null,"23-25 49 11 21","Patient Stretchers","23-25 49 11 21: Patient Stretchers",null,null,42525,"G90 OTHER SITE CONSTRUCTION","G9090 OTHER SITE CONSTRUCTION","G909002 RAILROAD SPURS","Other","G909002: OTHER SITE CONSTRUCTION, OTHER SITE CONSTRUCTION, RAILROAD SPURS - Other"]
[null,null,null,null,null,null,null,null,null,null,null,"23-25 49 11 21 15","MRI Compatible Stretchers","23-25 49 11 21 15: MRI Compatible Stretchers",null,null,42526,"G90 OTHER SITE CONSTRUCTION","G9090 OTHER SITE CONSTRUCTION","G909003 SNOW MELTING SYSTEMS","Other","G909003: OTHER SITE CONSTRUCTION, OTHER SITE CONSTRUCTION, SNOW MELTING SYSTEMS - Other"]
[null,null,null,null,null,null,null,null,null,null,null,"23-25 49 11 21 17","Surgical Recovery Stretchers","23-25 49 11 21 17: Surgical Recovery Stretchers",null,null,43526,"G90 OTHER SITE CONSTRUCTION","G9090 OTHER SITE CONSTRUCTION","G909003 SNOW MELTING SYSTEMS","Unknown","G909003: OTHER SITE CONSTRUCTION, OTHER SITE CONSTRUCTION, SNOW MELTING SYSTEMS - Unknown"]
[null,null,null,null,null,null,null,null,null,null,null,"23-25 49 11 23 13","9 Position Mobile Stretchers","23-25 49 11 23 13: 9 Position Mobile Stretchers",null,null,43527,"G90 OTHER SITE CONSTRUCTION","G9090 OTHER SITE CONSTRUCTION","G909090 OTHER SPECIAL CONSTRUCTION","Unknown","G909090: OTHER SITE CONSTRUCTION, OTHER SITE CONSTRUCTION, OTHER SPECIAL CONSTRUCTION - Unknown"]
[null,null,null,null,null,null,null,null,null,null,null,"23-25 49 11 25","Wheelchairs","23-25 49 11 25: Wheelchairs",null,null,41528,"H10 WATERFRONT STRUCTURES","H1010 SUBSTRUCTURE","H101001 PILE FOUNDATIONS","General","H101001: WATERFRONT STRUCTURES, SUBSTRUCTURE, PILE FOUNDATIONS - General"]
[null,null,null,null,null,null,null,null,null,null,null,"23-25 49 11 27","Patient Shifting Boards","23-25 49 11 27: Patient Shifting Boards",null,null,41529,"H10 WATERFRONT STRUCTURES","H1010 SUBSTRUCTURE","H101002 PILE CAPS","General","H101002: WATERFRONT STRUCTURES, SUBSTRUCTURE, PILE CAPS - General"]
[null,null,null,null,null,null,null,null,null,null,null,"23-25 49 11 29","Patient Transfer Mats","23-25 49 11 29: Patient Transfer Mats",null,null,42529,"H10 WATERFRONT STRUCTURES","H1010 SUBSTRUCTURE","H101002 PILE CAPS","Other","H101002: WATERFRONT STRUCTURES, SUBSTRUCTURE, PILE CAPS - Other"]
[null,null,null,null,null,null,null,null,null,null,null,"23-25 49 13 13","Clinical Hydraulic Lifts","23-25 49 13 13: Clinical Hydraulic Lifts",null,null,42530,"H10 WATERFRONT STRUCTURES","H1010 SUBSTRUCTURE","H101003 QUAYS","Other","H101003: WATERFRONT STRUCTURES, SUBSTRUCTURE, QUAYS - Other"]
[null,null,null,null,null,null,null,null,null,null,null,"23-25 49 13 15","Patient Suspended Seats","23-25 49 13 15: Patient Suspended Seats",null,null,43530,"H10 WATERFRONT STRUCTURES","H1010 SUBSTRUCTURE","H101003 QUAYS","Unknown","H101003: WATERFRONT STRUCTURES, SUBSTRUCTURE, QUAYS - Unknown"]
[null,null,null,null,null,null,null,null,null,null,null,"23-25 49 13 21","Clinical Infant Slings","23-25 49 13 21: Clinical Infant Slings",null,null,43531,"H10 WATERFRONT STRUCTURES","H1010 SUBSTRUCTURE","H101004 RELIEVING PLATFORMS","Unknown","H101004: WATERFRONT STRUCTURES, SUBSTRUCTURE, RELIEVING PLATFORMS - Unknown"]
[null,null,null,null,null,null,null,null,null,null,null,"23-25 49 13 21 11","Patient Hoists","23-25 49 13 21 11: Patient Hoists",null,null,41532,"H10 WATERFRONT STRUCTURES","H1010 SUBSTRUCTURE","H101005 REVETMENTS","General","H101005: WATERFRONT STRUCTURES, SUBSTRUCTURE, REVETMENTS - General"]
[null,null,null,null,null,null,null,null,null,null,null,"23-25 51 11 11 11","Pediatric Bassinets","23-25 51 11 11 11: Pediatric Bassinets",null,null,41533,"H10 WATERFRONT STRUCTURES","H1010 SUBSTRUCTURE","H101006 SEAWALLS","General","H101006: WATERFRONT STRUCTURES, SUBSTRUCTURE, SEAWALLS - General"]
[null,null,null,null,null,null,null,null,null,null,null,"23-25 51 11 11 13","Pediatric Beds","23-25 51 11 11 13: Pediatric Beds",null,null,42533,"H10 WATERFRONT STRUCTURES","H1010 SUBSTRUCTURE","H101006 SEAWALLS","Other","H101006: WATERFRONT STRUCTURES, SUBSTRUCTURE, SEAWALLS - Other"]
[null,null,null,null,null,null,null,null,null,null,null,"23-25 51 11 11 21","Pediatric Infant Positioning Cradles","23-25 51 11 11 21: Pediatric Infant Positioning Cradles",null,null,43534,"H10 WATERFRONT STRUCTURES","H1010 SUBSTRUCTURE","H101007 BOAT RAMPS","Unknown","H101007: WATERFRONT STRUCTURES, SUBSTRUCTURE, BOAT RAMPS - Unknown"]
[null,null,null,null,null,null,null,null,null,null,null,"23-25 51 11 11 23","Pediatric Infant Warmers","23-25 51 11 11 23: Pediatric Infant Warmers",null,null,41535,"H10 WATERFRONT STRUCTURES","H1010 SUBSTRUCTURE","H101008 CUT-OFF WALLS","General","H101008: WATERFRONT STRUCTURES, SUBSTRUCTURE, CUT-OFF WALLS - General"]
[null,null,null,null,null,null,null,null,null,null,null,"23-25 51 13 11 11","Pediatric Intensive Care Ventilators","23-25 51 13 11 11: Pediatric Intensive Care Ventilators",null,null,41536,"H10 WATERFRONT STRUCTURES","H1010 SUBSTRUCTURE","H101009 GUARD POSTS AND RAILING","General","H101009: WATERFRONT STRUCTURES, SUBSTRUCTURE, GUARD POSTS AND RAILING - General"]
[null,null,null,null,null,null,null,null,null,null,null,"23-25 51 13 11 13","Infant Intensive Care Ventilators","23-25 51 13 11 13: Infant Intensive Care Ventilators",null,null,42536,"H10 WATERFRONT STRUCTURES","H1010 SUBSTRUCTURE","H101009 GUARD POSTS AND RAILING","Other","H101009: WATERFRONT STRUCTURES, SUBSTRUCTURE, GUARD POSTS AND RAILING - Other"]
[null,null,null,null,null,null,null,null,null,null,null,"23-25 53 11","Pharmacology Furnishings","23-25 53 11: Pharmacology Furnishings",null,null,42537,"H10 WATERFRONT STRUCTURES","H1010 SUBSTRUCTURE","H101010 OTHER SUBSTRUCTURE COMPONENTS","Other","H101010: WATERFRONT STRUCTURES, SUBSTRUCTURE, OTHER SUBSTRUCTURE COMPONENTS - Other"]
[null,null,null,null,null,null,null,null,null,null,null,"23-25 53 11 11","Pharmacy Shelving Units","23-25 53 11 11: Pharmacy Shelving Units",null,null,43537,"H10 WATERFRONT STRUCTURES","H1010 SUBSTRUCTURE","H101010 OTHER SUBSTRUCTURE COMPONENTS","Unknown","H101010: WATERFRONT STRUCTURES, SUBSTRUCTURE, OTHER SUBSTRUCTURE COMPONENTS - Unknown"]
[null,null,null,null,null,null,null,null,null,null,null,"23-25 53 11 13 13","Narcotic Cabinets","23-25 53 11 13 13: Narcotic Cabinets",null,null,43538,"H10 WATERFRONT STRUCTURES","H1020 SUPERSTRUCTURE","H102001 BEAMS AND GIRDERS","Unknown","H102001: WATERFRONT STRUCTURES, SUPERSTRUCTURE, BEAMS AND GIRDERS - Unknown"]
[null,null,null,null,null,null,null,null,null,null,null,"23-25 53 11 13 13 11","Narcotic Cabinets With Safe","23-25 53 11 13 13 11: Narcotic Cabinets With Safe",null,null,41539,"H10 WATERFRONT STRUCTURES","H1020 SUPERSTRUCTURE","H102002 COLUMNS","General","H102002: WATERFRONT STRUCTURES, SUPERSTRUCTURE, COLUMNS - General"]
[null,null,null,null,null,null,null,null,null,null,null,"23-25 53 13 11 11","Medication Carts","23-25 53 13 11 11: Medication Carts",null,null,41540,"H10 WATERFRONT STRUCTURES","H1020 SUPERSTRUCTURE","H102003 UTILITY ENCLOSURES","General","H102003: WATERFRONT STRUCTURES, SUPERSTRUCTURE, UTILITY ENCLOSURES - General"]
[null,null,null,null,null,null,null,null,null,null,null,"23-25 53 13 11 13","Unit Dose Medication Carts","23-25 53 13 11 13: Unit Dose Medication Carts",null,null,42540,"H10 WATERFRONT STRUCTURES","H1020 SUPERSTRUCTURE","H102003 UTILITY ENCLOSURES","Other","H102003: WATERFRONT STRUCTURES, SUPERSTRUCTURE, UTILITY ENCLOSURES - Other"]
[null,null,null,null,null,null,null,null,null,null,null,"23-25 53 13 13 13","Tablet Crusher Dispensers","23-25 53 13 13 13: Tablet Crusher Dispensers",null,null,42541,"H10 WATERFRONT STRUCTURES","H1020 SUPERSTRUCTURE","H102004 OTHER SUPERSTRUCTURE ELEMENTS","Other","H102004: WATERFRONT STRUCTURES, SUPERSTRUCTURE, OTHER SUPERSTRUCTURE ELEMENTS - Other"]
[null,null,null,null,null,null,null,null,null,null,null,"23-25 53 13 13 15","Tablet Cutters","23-25 53 13 13 15: Tablet Cutters",null,null,43541,"H10 WATERFRONT STRUCTURES","H1020 SUPERSTRUCTURE","H102004 OTHER SUPERSTRUCTURE ELEMENTS","Unknown","H102004: WATERFRONT STRUCTURES, SUPERSTRUCTURE, OTHER SUPERSTRUCTURE ELEMENTS - Unknown"]
[null,null,null,null,null,null,null,null,null,null,null,"23-25 55 11","Psychiatric and Psychology Furnishings","23-25 55 11: Psychiatric and Psychology Furnishings",null,null,43542,"H10 WATERFRONT STRUCTURES","H1030 DECK","H103001 DECK","Unknown","H103001: WATERFRONT STRUCTURES, DECK, DECK - Unknown"]
[null,null,null,null,null,null,null,null,null,null,null,"23-25 55 11 11 13","Psychiatric Platform Bed Without Visible Legs","23-25 55 11 11 13: Psychiatric Platform Bed Without Visible Legs",null,null,43543,"H10 WATERFRONT STRUCTURES","H1030 DECK","H103002 ON-GRADE SLAB","Unknown","H103002: WATERFRONT STRUCTURES, DECK, ON-GRADE SLAB - Unknown"]
[null,null,null,null,null,null,null,null,null,null,null,"23-25 55 11 11 17","Psychiatric Platform Beds","23-25 55 11 11 17: Psychiatric Platform Beds",null,null,42544,"H10 WATERFRONT STRUCTURES","H1030 DECK","H103003 DECK OVERLAY","Other","H103003: WATERFRONT STRUCTURES, DECK, DECK OVERLAY - Other"]
[null,null,null,null,null,null,null,null,null,null,null,"23-25 55 13","Psychiatric and Psychology Equipment","23-25 55 13: Psychiatric and Psychology Equipment",null,null,43544,"H10 WATERFRONT STRUCTURES","H1030 DECK","H103003 DECK OVERLAY","Unknown","H103003: WATERFRONT STRUCTURES, DECK, DECK OVERLAY - Unknown"]
[null,null,null,null,null,null,null,null,null,null,null,"23-25 57 11 11","Chemical Sterilizers","23-25 57 11 11: Chemical Sterilizers",null,null,43545,"H10 WATERFRONT STRUCTURES","H1030 DECK","H103004 CURBS AND BULLRAILS","Unknown","H103004: WATERFRONT STRUCTURES, DECK, CURBS AND BULLRAILS - Unknown"]
[null,null,null,null,null,null,null,null,null,null,null,"23-25 57 11 13","Dry Heat Sterilizers","23-25 57 11 13: Dry Heat Sterilizers",null,null,41546,"H10 WATERFRONT STRUCTURES","H1030 DECK","H103005 MOORING FOUNDATIONS","General","H103005: WATERFRONT STRUCTURES, DECK, MOORING FOUNDATIONS - General"]
[null,null,null,null,null,null,null,null,null,null,null,"23-25 57 11 19","Glass Bead Sterilizers","23-25 57 11 19: Glass Bead Sterilizers",null,null,41547,"H10 WATERFRONT STRUCTURES","H1030 DECK","H103006 HIGH MAST LIGHTING FOUNDATIONS","General","H103006: WATERFRONT STRUCTURES, DECK, HIGH MAST LIGHTING FOUNDATIONS - General"]
[null,null,null,null,null,null,null,null,null,null,null,"23-25 57 11 21","Hot Air Sterilizers","23-25 57 11 21: Hot Air Sterilizers",null,null,42547,"H10 WATERFRONT STRUCTURES","H1030 DECK","H103006 HIGH MAST LIGHTING FOUNDATIONS","Other","H103006: WATERFRONT STRUCTURES, DECK, HIGH MAST LIGHTING FOUNDATIONS - Other"]
[null,null,null,null,null,null,null,null,null,null,null,"23-25 57 11 27","Radiation Sterilizers","23-25 57 11 27: Radiation Sterilizers",null,null,42548,"H10 WATERFRONT STRUCTURES","H1030 DECK","H103007 UTILITY MOUNDS","Other","H103007: WATERFRONT STRUCTURES, DECK, UTILITY MOUNDS - Other"]
[null,null,null,null,null,null,null,null,null,null,null,"23-25 57 11 29","Sanitizer Heaters","23-25 57 11 29: Sanitizer Heaters",null,null,43548,"H10 WATERFRONT STRUCTURES","H1030 DECK","H103007 UTILITY MOUNDS","Unknown","H103007: WATERFRONT STRUCTURES, DECK, UTILITY MOUNDS - Unknown"]
[null,null,null,null,null,null,null,null,null,null,null,"23-25 57 11 35","Sterilization Cabinets","23-25 57 11 35: Sterilization Cabinets",null,null,43549,"H10 WATERFRONT STRUCTURES","H1030 DECK","H103008 EXPANSION JOINTS","Unknown","H103008: WATERFRONT STRUCTURES, DECK, EXPANSION JOINTS - Unknown"]
[null,null,null,null,null,null,null,null,null,null,null,"23-25 57 11 37","Sterilization Lamps","23-25 57 11 37: Sterilization Lamps",null,null,41550,"H10 WATERFRONT STRUCTURES","H1030 DECK","H103009 GUARD POSTS AND RAILING","General","H103009: WATERFRONT STRUCTURES, DECK, GUARD POSTS AND RAILING - General"]
[null,null,null,null,null,null,null,null,null,null,null,"23-25 57 11 43","Single Chamber Ultrasonic Cleaners","23-25 57 11 43: Single Chamber Ultrasonic Cleaners",null,null,41551,"H10 WATERFRONT STRUCTURES","H1030 DECK","H103010 PAINT STRIPING","General","H103010: WATERFRONT STRUCTURES, DECK, PAINT STRIPING - General"]
[null,null,null,null,null,null,null,null,null,null,null,"23-25 59 11","Surgical Furnishings","23-25 59 11: Surgical Furnishings",null,null,42551,"H10 WATERFRONT STRUCTURES","H1030 DECK","H103010 PAINT STRIPING","Other","H103010: WATERFRONT STRUCTURES, DECK, PAINT STRIPING - Other"]
[null,null,null,null,null,null,null,null,null,null,null,"23-25 59 11 13","Surgical Sinks","23-25 59 11 13: Surgical Sinks",null,null,42552,"H10 WATERFRONT STRUCTURES","H1030 DECK","H103011 OTHER DECK COMPONENTS","Other","H103011: WATERFRONT STRUCTURES, DECK, OTHER DECK COMPONENTS - Other"]
[null,null,null,null,null,null,null,null,null,null,null,"23-25 59 11 13 13","Surgeon’s Instrument Sinks","23-25 59 11 13 13: Surgeon’s Instrument Sinks",null,null,41553,"H10 WATERFRONT STRUCTURES","H1040 MOORING AND BERTHING SYSTEM","H104001 PRIMARY FENDER SYSTEM","General","H104001: WATERFRONT STRUCTURES, MOORING AND BERTHING SYSTEM, PRIMARY FENDER SYSTEM - General"]
[null,null,null,null,null,null,null,null,null,null,null,"23-25 59 11 15 13","Spinal Operating Tables","23-25 59 11 15 13: Spinal Operating Tables",null,null,41554,"H10 WATERFRONT STRUCTURES","H1040 MOORING AND BERTHING SYSTEM","H104002 SECONDARY FENDER SYSTEM","General","H104002: WATERFRONT STRUCTURES, MOORING AND BERTHING SYSTEM, SECONDARY FENDER SYSTEM - General"]
[null,null,null,null,null,null,null,null,null,null,null,"23-25 59 11 15 15","Surgical Operating Tables","23-25 59 11 15 15: Surgical Operating Tables",null,null,42554,"H10 WATERFRONT STRUCTURES","H1040 MOORING AND BERTHING SYSTEM","H104002 SECONDARY FENDER SYSTEM","Other","H104002: WATERFRONT STRUCTURES, MOORING AND BERTHING SYSTEM, SECONDARY FENDER SYSTEM - Other"]
[null,null,null,null,null,null,null,null,null,null,null,"23-25 59 11 15 21","Cesarean Section Patient Procedure Tables","23-25 59 11 15 21: Cesarean Section Patient Procedure Tables",null,null,42555,"H10 WATERFRONT STRUCTURES","H1040 MOORING AND BERTHING SYSTEM","H104003 CORNER FENDER SYSTEM","Other","H104003: WATERFRONT STRUCTURES, MOORING AND BERTHING SYSTEM, CORNER FENDER SYSTEM - Other"]
[null,null,null,null,null,null,null,null,null,null,null,"23-25 59 11 15 23","Delivery Room Patient Procedure Tables","23-25 59 11 15 23: Delivery Room Patient Procedure Tables",null,null,43555,"H10 WATERFRONT STRUCTURES","H1040 MOORING AND BERTHING SYSTEM","H104003 CORNER FENDER SYSTEM","Unknown","H104003: WATERFRONT STRUCTURES, MOORING AND BERTHING SYSTEM, CORNER FENDER SYSTEM - Unknown"]
[null,null,null,null,null,null,null,null,null,null,null,"23-25 59 11 15 29","Operating Room Patient Procedure Tables ","23-25 59 11 15 29: Operating Room Patient Procedure Tables ",null,null,43556,"H10 WATERFRONT STRUCTURES","H1040 MOORING AND BERTHING SYSTEM","H104004 DOLPHINS","Unknown","H104004: WATERFRONT STRUCTURES, MOORING AND BERTHING SYSTEM, DOLPHINS - Unknown"]
[null,null,null,null,null,null,null,null,null,null,null,"23-25 59 11 15 31","Surgical Equipment Stands","23-25 59 11 15 31: Surgical Equipment Stands",null,null,41557,"H10 WATERFRONT STRUCTURES","H1040 MOORING AND BERTHING SYSTEM","H104005 MOORING HARDWARE","General","H104005: WATERFRONT STRUCTURES, MOORING AND BERTHING SYSTEM, MOORING HARDWARE - General"]
[null,null,null,null,null,null,null,null,null,null,null,"23-25 59 11 17 13","Rolling Surgeons Stools","23-25 59 11 17 13: Rolling Surgeons Stools",null,null,41558,"H10 WATERFRONT STRUCTURES","H1040 MOORING AND BERTHING SYSTEM","H104006 OTHER MOORING AND BERTHING COMPONENTS","General","H104006: WATERFRONT STRUCTURES, MOORING AND BERTHING SYSTEM, OTHER MOORING AND BERTHING COMPONENTS - General"]
[null,null,null,null,null,null,null,null,null,null,null,"23-25 59 11 17 15","Surgical Step Stools","23-25 59 11 17 15: Surgical Step Stools",null,null,42558,"H10 WATERFRONT STRUCTURES","H1040 MOORING AND BERTHING SYSTEM","H104006 OTHER MOORING AND BERTHING COMPONENTS","Other","H104006: WATERFRONT STRUCTURES, MOORING AND BERTHING SYSTEM, OTHER MOORING AND BERTHING COMPONENTS - Other"]
[null,null,null,null,null,null,null,null,null,null,null,"23-25 59 13","Surgical Equipment","23-25 59 13: Surgical Equipment",null,null,42559,"H30 COASTAL PROTECTION","H3010 WAVE PROTECTION","H301001 WAVE PROTECTION ARMORS","Other","H301001: COASTAL PROTECTION, WAVE PROTECTION, WAVE PROTECTION ARMORS - Other"]
[null,null,null,null,null,null,null,null,null,null,null,"23-25 59 13 11","Surgical Carts","23-25 59 13 11: Surgical Carts",null,null,43559,"H30 COASTAL PROTECTION","H3010 WAVE PROTECTION","H301001 WAVE PROTECTION ARMORS","Unknown","H301001: COASTAL PROTECTION, WAVE PROTECTION, WAVE PROTECTION ARMORS - Unknown"]
[null,null,null,null,null,null,null,null,null,null,null,"23-25 59 13 11 15","Surgical Dressing Carts","23-25 59 13 11 15: Surgical Dressing Carts",null,null,43560,"H30 COASTAL PROTECTION","H3010 WAVE PROTECTION","H301002 BREAKWATERS","Unknown","H301002: COASTAL PROTECTION, WAVE PROTECTION, BREAKWATERS - Unknown"]
[null,null,null,null,null,null,null,null,null,null,null,"23-25 59 13 11 17","Operating Room Case Carts ","23-25 59 13 11 17: Operating Room Case Carts ",null,null,41561,"H30 COASTAL PROTECTION","H3020 SLOPE PROTECTION","H302001 ROCK REVETMENTS","General","H302001: COASTAL PROTECTION, SLOPE PROTECTION, ROCK REVETMENTS - General"]
[null,null,null,null,null,null,null,null,null,null,null,"23-25 59 13 13 15","Intracardiac Suction Devices","23-25 59 13 13 15: Intracardiac Suction Devices",null,null,42562,"H30 COASTAL PROTECTION","H3020 SLOPE PROTECTION","H302002 GRANULAR FILL REVETMENTS","Other","H302002: COASTAL PROTECTION, SLOPE PROTECTION, GRANULAR FILL REVETMENTS - Other"]
[null,null,null,null,null,null,null,null,null,null,null,"23-25 59 13 13 17","Perfusion Blood Parameter Monitors","23-25 59 13 13 17: Perfusion Blood Parameter Monitors",null,null,43562,"H30 COASTAL PROTECTION","H3020 SLOPE PROTECTION","H302002 GRANULAR FILL REVETMENTS","Unknown","H302002: COASTAL PROTECTION, SLOPE PROTECTION, GRANULAR FILL REVETMENTS - Unknown"]
[null,null,null,null,null,null,null,null,null,null,null,"23-25 59 13 13 23","Perfusion Cardiotomy Reservoirs","23-25 59 13 13 23: Perfusion Cardiotomy Reservoirs",null,null,43563,"H30 COASTAL PROTECTION","H3020 SLOPE PROTECTION","H302003 COMBINED ROCK AND GRANULAR FILL REVETMENTS","Unknown","H302003: COASTAL PROTECTION, SLOPE PROTECTION, COMBINED ROCK AND GRANULAR FILL REVETMENTS - Unknown"]
[null,null,null,null,null,null,null,null,null,null,null,"23-25 59 13 13 25","Perfusion Centrifugal Equipment","23-25 59 13 13 25: Perfusion Centrifugal Equipment",null,null,41564,"H40 NAV DREDGING / RECLAMATION","H4020 DREDGING DISPOSAL","H402001 OCEAN DISPOSAL","General","H402001: NAV DREDGING / RECLAMATION, DREDGING DISPOSAL, OCEAN DISPOSAL - General"]
[null,null,null,null,null,null,null,null,null,null,null,"23-25 59 13 13 31","Perfusion Dual Heater And Cooler Units","23-25 59 13 13 31: Perfusion Dual Heater And Cooler Units",null,null,41565,"H40 NAV DREDGING / RECLAMATION","H4020 DREDGING DISPOSAL","H402002 NEW CONFINED DISPOSAL FACILITIES","General","H402002: NAV DREDGING / RECLAMATION, DREDGING DISPOSAL, NEW CONFINED DISPOSAL FACILITIES - General"]
[null,null,null,null,null,null,null,null,null,null,null,"23-25 59 13 13 33","Perfusion Haemoconcentrators","23-25 59 13 13 33: Perfusion Haemoconcentrators",null,null,42565,"H40 NAV DREDGING / RECLAMATION","H4020 DREDGING DISPOSAL","H402002 NEW CONFINED DISPOSAL FACILITIES","Other","H402002: NAV DREDGING / RECLAMATION, DREDGING DISPOSAL, NEW CONFINED DISPOSAL FACILITIES - Other"]
[null,null,null,null,null,null,null,null,null,null,null,"23-25 59 13 13 39","Perfusion Pump Heads","23-25 59 13 13 39: Perfusion Pump Heads",null,null,42566,"H40 NAV DREDGING / RECLAMATION","H4020 DREDGING DISPOSAL","H402003 EXISTING CONFINED DISPOSAL FACILITIES","Other","H402003: NAV DREDGING / RECLAMATION, DREDGING DISPOSAL, EXISTING CONFINED DISPOSAL FACILITIES - Other"]
[null,null,null,null,null,null,null,null,null,null,null,"23-25 59 13 13 41","Perfusion Venous Reservoirs","23-25 59 13 13 41: Perfusion Venous Reservoirs",null,null,43566,"H40 NAV DREDGING / RECLAMATION","H4020 DREDGING DISPOSAL","H402003 EXISTING CONFINED DISPOSAL FACILITIES","Unknown","H402003: NAV DREDGING / RECLAMATION, DREDGING DISPOSAL, EXISTING CONFINED DISPOSAL FACILITIES - Unknown"]
[null,null,null,null,null,null,null,null,null,null,null,"23-25 59 13 13 47","Cardiovascular Reservoirs","23-25 59 13 13 47: Cardiovascular Reservoirs",null,null,43567,"H50 WATERFRONT UTILITIES","H5010 CIVIL/MECHANICAL UTILITIES","H501001 POTABLE WATER","Unknown","H501001: WATERFRONT UTILITIES, CIVIL/MECHANICAL UTILITIES, POTABLE WATER - Unknown"]
[null,null,null,null,null,null,null,null,null,null,null,"23-25 59 13 13 49","Surgical Coronary Artery Blowers","23-25 59 13 13 49: Surgical Coronary Artery Blowers",null,null,41568,"H50 WATERFRONT UTILITIES","H5010 CIVIL/MECHANICAL UTILITIES","H501002 SALTWATER","General","H501002: WATERFRONT UTILITIES, CIVIL/MECHANICAL UTILITIES, SALTWATER - General"]
[null,null,null,null,null,null,null,null,null,null,null,"23-25 59 13 15 11","Surgical Basin Stands","23-25 59 13 15 11: Surgical Basin Stands",null,null,41569,"H50 WATERFRONT UTILITIES","H5010 CIVIL/MECHANICAL UTILITIES","H501003 SANITARY SEWER","General","H501003: WATERFRONT UTILITIES, CIVIL/MECHANICAL UTILITIES, SANITARY SEWER - General"]
[null,null,null,null,null,null,null,null,null,null,null,"23-25 59 13 15 13","Cryosurgery Equipment","23-25 59 13 15 13: Cryosurgery Equipment",null,null,42569,"H50 WATERFRONT UTILITIES","H5010 CIVIL/MECHANICAL UTILITIES","H501003 SANITARY SEWER","Other","H501003: WATERFRONT UTILITIES, CIVIL/MECHANICAL UTILITIES, SANITARY SEWER - Other"]
[null,null,null,null,null,null,null,null,null,null,null,"23-25 59 13 15 21","Ophthalmic Surgery Extrusion Equipment","23-25 59 13 15 21: Ophthalmic Surgery Extrusion Equipment",null,null,43570,"H50 WATERFRONT UTILITIES","H5010 CIVIL/MECHANICAL UTILITIES","H501004 BILGE AND OILY WASTE","Unknown","H501004: WATERFRONT UTILITIES, CIVIL/MECHANICAL UTILITIES, BILGE AND OILY WASTE - Unknown"]
[null,null,null,null,null,null,null,null,null,null,null,"23-25 59 13 15 23","Surgical Irrigation Pumps","23-25 59 13 15 23: Surgical Irrigation Pumps",null,null,41571,"H50 WATERFRONT UTILITIES","H5010 CIVIL/MECHANICAL UTILITIES","H501005 COMPRESSED AIR","General","H501005: WATERFRONT UTILITIES, CIVIL/MECHANICAL UTILITIES, COMPRESSED AIR - General"]
[null,null,null,null,null,null,null,null,null,null,null,"23-25 59 13 15 29","Surgical Lasers","23-25 59 13 15 29: Surgical Lasers",null,null,41572,"H50 WATERFRONT UTILITIES","H5010 CIVIL/MECHANICAL UTILITIES","H501006 STEAM","General","H501006: WATERFRONT UTILITIES, CIVIL/MECHANICAL UTILITIES, STEAM - General"]
[null,null,null,null,null,null,null,null,null,null,null,"23-25 59 13 15 29 11","CO2 Surgical Lasers","23-25 59 13 15 29 11: CO2 Surgical Lasers",null,null,42572,"H50 WATERFRONT UTILITIES","H5010 CIVIL/MECHANICAL UTILITIES","H501006 STEAM","Other","H501006: WATERFRONT UTILITIES, CIVIL/MECHANICAL UTILITIES, STEAM - Other"]
[null,null,null,null,null,null,null,null,null,null,null,"23-25 59 13 15 31 11","Extracorporeal Lithotripters","23-25 59 13 15 31 11: Extracorporeal Lithotripters",null,null,42573,"H50 WATERFRONT UTILITIES","H5010 CIVIL/MECHANICAL UTILITIES","H501007 OTHER CIVIL/MECHANICAL UTILITIES","Other","H501007: WATERFRONT UTILITIES, CIVIL/MECHANICAL UTILITIES, OTHER CIVIL/MECHANICAL UTILITIES - Other"]
[null,null,null,null,null,null,null,null,null,null,null,"23-25 59 13 15 31 13","Ultrasound Lithotripters","23-25 59 13 15 31 13: Ultrasound Lithotripters",null,null,43573,"H50 WATERFRONT UTILITIES","H5010 CIVIL/MECHANICAL UTILITIES","H501007 OTHER CIVIL/MECHANICAL UTILITIES","Unknown","H501007: WATERFRONT UTILITIES, CIVIL/MECHANICAL UTILITIES, OTHER CIVIL/MECHANICAL UTILITIES - Unknown"]
[null,null,null,null,null,null,null,null,null,null,null,"23-25 59 13 15 37","Surgical Pneumatic Tourniquets","23-25 59 13 15 37: Surgical Pneumatic Tourniquets",null,null,43574,"H50 WATERFRONT UTILITIES","H5010 CIVIL/MECHANICAL UTILITIES","H501008 PIPE GUARDRAILS","Unknown","H501008: WATERFRONT UTILITIES, CIVIL/MECHANICAL UTILITIES, PIPE GUARDRAILS - Unknown"]
[null,null,null,null,null,null,null,null,null,null,null,"23-25 59 13 15 39","Surgical Electric Tourniquets","23-25 59 13 15 39: Surgical Electric Tourniquets",null,null,41575,"H50 WATERFRONT UTILITIES","H5020 ELECTRICAL UTILITIES","H502001 POWER DISTRIBUTION SYSTEM","General","H502001: WATERFRONT UTILITIES, ELECTRICAL UTILITIES, POWER DISTRIBUTION SYSTEM - General"]
[null,null,null,null,null,null,null,null,null,null,null,"23-25 59 13 15 41 13","Low Pressure High Volume Suction Chest and Abdomen Aspirators","23-25 59 13 15 41 13: Low Pressure High Volume Suction Chest and Abdomen Aspirators",null,null,41576,"H50 WATERFRONT UTILITIES","H5020 ELECTRICAL UTILITIES","H502002 TELECOMMUNICATION SYSTEM","General","H502002: WATERFRONT UTILITIES, ELECTRICAL UTILITIES, TELECOMMUNICATION SYSTEM - General"]
[null,null,null,null,null,null,null,null,null,null,null,"23-25 59 13 15 41 15","Low Pressure Low Volume Suction Surgical Aspirators","23-25 59 13 15 41 15: Low Pressure Low Volume Suction Surgical Aspirators",null,null,42576,"H50 WATERFRONT UTILITIES","H5020 ELECTRICAL UTILITIES","H502002 TELECOMMUNICATION SYSTEM","Other","H502002: WATERFRONT UTILITIES, ELECTRICAL UTILITIES, TELECOMMUNICATION SYSTEM - Other"]
[null,null,null,null,null,null,null,null,null,null,null,"23-25 59 13 15 45","Vitreo Retinal Fragmatome Surgery Equipment","23-25 59 13 15 45: Vitreo Retinal Fragmatome Surgery Equipment",null,null,42577,"H50 WATERFRONT UTILITIES","H5020 ELECTRICAL UTILITIES","H502003 LIGHTING SYSTEMS","Other","H502003: WATERFRONT UTILITIES, ELECTRICAL UTILITIES, LIGHTING SYSTEMS - Other"]
[null,null,null,null,null,null,null,null,null,null,null,"23-25 59 13 15 47","Microsurgery Equipment","23-25 59 13 15 47: Microsurgery Equipment",null,null,43577,"H50 WATERFRONT UTILITIES","H5020 ELECTRICAL UTILITIES","H502003 LIGHTING SYSTEMS","Unknown","H502003: WATERFRONT UTILITIES, ELECTRICAL UTILITIES, LIGHTING SYSTEMS - Unknown"]
[null,null,null,null,null,null,null,null,null,null,null,"23-25 59 13 15 53","Surgical Dermabraders","23-25 59 13 15 53: Surgical Dermabraders",null,null,43578,"H50 WATERFRONT UTILITIES","H5020 ELECTRICAL UTILITIES","H502004 LIGHTNING PROTECTION SYSTEM","Unknown","H502004: WATERFRONT UTILITIES, ELECTRICAL UTILITIES, LIGHTNING PROTECTION SYSTEM - Unknown"]
[null,null,null,null,null,null,null,null,null,null,null,"23-25 59 13 15 57","Surgical Pneumatic Saws","23-25 59 13 15 57: Surgical Pneumatic Saws",null,null,42579,"H50 WATERFRONT UTILITIES","H5020 ELECTRICAL UTILITIES","H502005 POWER BOOMS","Other","H502005: WATERFRONT UTILITIES, ELECTRICAL UTILITIES, POWER BOOMS - Other"]
[null,null,null,null,null,null,null,null,null,null,null,"23-25 59 13 15 63","Surgical Power Saws","23-25 59 13 15 63: Surgical Power Saws",null,null,42580,"H50 WATERFRONT UTILITIES","H5020 ELECTRICAL UTILITIES","H502006 OTHER ELECTRICAL UTILITIES","Other","H502006: WATERFRONT UTILITIES, ELECTRICAL UTILITIES, OTHER ELECTRICAL UTILITIES - Other"]
[null,null,null,null,null,null,null,null,null,null,null,"23-25 59 13 15 65","Surgical Power Drills","23-25 59 13 15 65: Surgical Power Drills",null,null,43580,"H50 WATERFRONT UTILITIES","H5020 ELECTRICAL UTILITIES","H502006 OTHER ELECTRICAL UTILITIES","Unknown","H502006: WATERFRONT UTILITIES, ELECTRICAL UTILITIES, OTHER ELECTRICAL UTILITIES - Unknown"]
[null,null,null,null,null,null,null,null,null,null,null,"23-25 59 13 15 71","Surgical Shavers","23-25 59 13 15 71: Surgical Shavers",null,null,43581,"H50 WATERFRONT UTILITIES","H5030 FIRE PROTECTION AND SUPPRESSION","H503001 FIRE PROTECTION WATER DISTRIBUTION SYSTEM","Unknown","H503001: WATERFRONT UTILITIES, FIRE PROTECTION AND SUPPRESSION, FIRE PROTECTION WATER DISTRIBUTION SYSTEM - Unknown"]
[null,null,null,null,null,null,null,null,null,null,null,"23-25 59 13 15 73","Electrosurgical Units","23-25 59 13 15 73: Electrosurgical Units",null,null,41582,"H50 WATERFRONT UTILITIES","H5030 FIRE PROTECTION AND SUPPRESSION","H503002 FIRE ALARM","General","H503002: WATERFRONT UTILITIES, FIRE PROTECTION AND SUPPRESSION, FIRE ALARM - General"]
[null,null,null,null,null,null,null,null,null,null,null,"23-25 59 13 15 73 15","Monopolar Electrosurgical Units","23-25 59 13 15 73 15: Monopolar Electrosurgical Units"]
[null,null,null,null,null,null,null,null,null,null,null,"23-25 59 13 15 73 17","Unblended Mobile Electrosurgical Units","23-25 59 13 15 73 17: Unblended Mobile Electrosurgical Units"]
[null,null,null,null,null,null,null,null,null,null,null,"23-25 59 13 19","Surgical Support Products","23-25 59 13 19: Surgical Support Products"]
[null,null,null,null,null,null,null,null,null,null,null,"23-25 59 13 19 11","Surgical Basin Sets","23-25 59 13 19 11: Surgical Basin Sets"]
[null,null,null,null,null,null,null,null,null,null,null,"23-25 59 13 19 17","Surgical Glove Drying Or Powdering Equipment","23-25 59 13 19 17: Surgical Glove Drying Or Powdering Equipment"]
[null,null,null,null,null,null,null,null,null,null,null,"23-25 59 13 19 19","Surgical Fluid Decanting Devices","23-25 59 13 19 19: Surgical Fluid Decanting Devices"]
[null,null,null,null,null,null,null,null,null,null,null,"23-25 61 11","Veterinary and Animal Furnishings","23-25 61 11: Veterinary and Animal Furnishings"]
[null,null,null,null,null,null,null,null,null,null,null,"23-25 61 11 11","Veterinary Tables","23-25 61 11 11: Veterinary Tables"]
[null,null,null,null,null,null,null,null,null,null,null,"23-25 61 11 11 13","Postmortem Animal Dissection Tables","23-25 61 11 11 13: Postmortem Animal Dissection Tables"]
[null,null,null,null,null,null,null,null,null,null,null,"23-25 61 11 13","Veterinary Sinks","23-25 61 11 13: Veterinary Sinks"]
[null,null,null,null,null,null,null,null,null,null,null,"23-25 61 13","Veterinary and Animal Equipment","23-25 61 13: Veterinary and Animal Equipment"]
[null,null,null,null,null,null,null,null,null,null,null,"23-25 61 13 11","Animal Containment Products","23-25 61 13 11: Animal Containment Products"]
[null,null,null,null,null,null,null,null,null,null,null,"23-25 61 13 11 13","Large Animal Laboratory Cages","23-25 61 13 11 13: Large Animal Laboratory Cages"]
[null,null,null,null,null,null,null,null,null,null,null,"23-25 61 13 11 15","Large Animal Mobile Kennels","23-25 61 13 11 15: Large Animal Mobile Kennels"]
[null,null,null,null,null,null,null,null,null,null,null,"23-25 61 13 11 17 11","Intensive Care Small Animal Mobile Kennels","23-25 61 13 11 17 11: Intensive Care Small Animal Mobile Kennels"]
[null,null,null,null,null,null,null,null,null,null,null,"23-25 61 13 11 19","Aquaria Equipment","23-25 61 13 11 19: Aquaria Equipment"]
[null,null,null,null,null,null,null,null,null,null,null,"23-25 61 15","Veterinary Equipment","23-25 61 15: Veterinary Equipment"]
[null,null,null,null,null,null,null,null,null,null,null,"23-25 61 15 11","Veterinary Blood Pressure Testers","23-25 61 15 11: Veterinary Blood Pressure Testers"]
[null,null,null,null,null,null,null,null,null,null,null,"23-25 61 15 17","Veterinary Stereotoxic Equipment","23-25 61 15 17: Veterinary Stereotoxic Equipment"]
[null,null,null,null,null,null,null,null,null,null,null,"23-25 61 15 19","Veterinary Electrocardiographs ECG","23-25 61 15 19: Veterinary Electrocardiographs ECG"]
[null,null,null,null,null,null,null,null,null,null,null,"23-25 63 11 11","X Ray and Imagery Sinks","23-25 63 11 11: X Ray and Imagery Sinks"]
[null,null,null,null,null,null,null,null,null,null,null,"23-25 63 11 11 13 11","Lead Lined With Decay Storage Sinks","23-25 63 11 11 13 11: Lead Lined With Decay Storage Sinks"]
[null,null,null,null,null,null,null,null,null,null,null,"23-25 63 11 13 11","X Ray Protective Screens","23-25 63 11 13 11: X Ray Protective Screens"]
[null,null,null,null,null,null,null,null,null,null,null,"23-25 63 11 13 13","Radiofrequency Proective Screens","23-25 63 11 13 13: Radiofrequency Proective Screens"]
[null,null,null,null,null,null,null,null,null,null,null,"23-25 63 11 13 19","Radiological Shielding Freestanding Screens","23-25 63 11 13 19: Radiological Shielding Freestanding Screens"]
[null,null,null,null,null,null,null,null,null,null,null,"23-25 63 11 13 21","Radiological Shielding Wall","23-25 63 11 13 21: Radiological Shielding Wall"]
[null,null,null,null,null,null,null,null,null,null,null,"23-25 63 11 15","X Ray and Imagery Storage Units","23-25 63 11 15: X Ray and Imagery Storage Units"]
[null,null,null,null,null,null,null,null,null,null,null,"23-25 63 11 15 11","Lead Lined Storage Cabinets","23-25 63 11 15 11: Lead Lined Storage Cabinets"]
[null,null,null,null,null,null,null,null,null,null,null,"23-25 63 13 11","X Ray and Imagery Carts","23-25 63 13 11: X Ray and Imagery Carts"]
[null,null,null,null,null,null,null,null,null,null,null,"23-25 63 13 11 11","Radium Transport Carts","23-25 63 13 11 11: Radium Transport Carts"]
[null,null,null,null,null,null,null,null,null,null,null,"23-25 63 13 13 13","Computed Tomography CT Mobile Units","23-25 63 13 13 13: Computed Tomography CT Mobile Units"]
[null,null,null,null,null,null,null,null,null,null,null,"23-25 63 13 13 15","Computed Tomography CT Van Units","23-25 63 13 13 15: Computed Tomography CT Van Units"]
[null,null,null,null,null,null,null,null,null,null,null,"23-25 63 13 13 21","Computed Tomography CT Tables","23-25 63 13 13 21: Computed Tomography CT Tables"]
[null,null,null,null,null,null,null,null,null,null,null,"23-25 63 13 13 23","Computed Tomography CT Chairs","23-25 63 13 13 23: Computed Tomography CT Chairs"]
[null,null,null,null,null,null,null,null,null,null,null,"23-25 63 13 13 29","Computed Tomography CAT Transportable Units","23-25 63 13 13 29: Computed Tomography CAT Transportable Units"]
[null,null,null,null,null,null,null,null,null,null,null,"23-25 63 13 13 33","Computed Tomography CAT Consoles","23-25 63 13 13 33: Computed Tomography CAT Consoles"]
[null,null,null,null,null,null,null,null,null,null,null,"23-25 63 13 13 39","Computed Tomography CAT Chairs","23-25 63 13 13 39: Computed Tomography CAT Chairs"]
[null,null,null,null,null,null,null,null,null,null,null,"23-25 63 13 13 41","Computerized Tomography Phantoms","23-25 63 13 13 41: Computerized Tomography Phantoms"]
[null,null,null,null,null,null,null,null,null,null,null,"23-25 63 13 13 41 15","Performance Computerized Tomography Phantoms","23-25 63 13 13 41 15: Performance Computerized Tomography Phantoms"]
[null,null,null,null,null,null,null,null,null,null,null,"23-25 63 13 13 43","Computed Tomography CT Radiotherapy Simulators","23-25 63 13 13 43: Computed Tomography CT Radiotherapy Simulators"]
[null,null,null,null,null,null,null,null,null,null,null,"23-25 63 13 15 11","Medical Magnetic Resonance Imaging Complete Stationary Unit Installation","23-25 63 13 15 11: Medical Magnetic Resonance Imaging Complete Stationary Unit Installation"]
[null,null,null,null,null,null,null,null,null,null,null,"23-25 63 13 15 13","Medical Magnetic Resonance Imaging Mobile Units","23-25 63 13 15 13: Medical Magnetic Resonance Imaging Mobile Units"]
[null,null,null,null,null,null,null,null,null,null,null,"23-25 63 13 15 19","Medical Magnetic Resonance Imaging Monitors","23-25 63 13 15 19: Medical Magnetic Resonance Imaging Monitors"]
[null,null,null,null,null,null,null,null,null,null,null,"23-25 63 13 15 21","Medical Magnetic Resonance Imaging Scanners","23-25 63 13 15 21: Medical Magnetic Resonance Imaging Scanners"]
[null,null,null,null,null,null,null,null,null,null,null,"23-25 63 13 17 11","Cardiac Ultrasound Units","23-25 63 13 17 11: Cardiac Ultrasound Units"]
[null,null,null,null,null,null,null,null,null,null,null,"23-25 63 13 17 13","Cardiac Doppler Units","23-25 63 13 17 13: Cardiac Doppler Units"]
[null,null,null,null,null,null,null,null,null,null,null,"23-25 63 13 17 19","Fetal Ultrasound Units","23-25 63 13 17 19: Fetal Ultrasound Units"]
[null,null,null,null,null,null,null,null,null,null,null,"23-25 63 13 17 21","Fetal Echo Units","23-25 63 13 17 21: Fetal Echo Units"]
[null,null,null,null,null,null,null,null,null,null,null,"23-25 63 13 17 29","Mammographic Echo Units","23-25 63 13 17 29: Mammographic Echo Units"]
[null,null,null,null,null,null,null,null,null,null,null,"23-25 63 13 17 31","Medical Ultrasound Bone Densitometers","23-25 63 13 17 31: Medical Ultrasound Bone Densitometers"]
[null,null,null,null,null,null,null,null,null,null,null,"23-25 63 13 17 37","Medical Ultrasound Transducers","23-25 63 13 17 37: Medical Ultrasound Transducers"]
[null,null,null,null,null,null,null,null,null,null,null,"23-25 63 13 17 39","Medical Doppler Transducers","23-25 63 13 17 39: Medical Doppler Transducers"]
[null,null,null,null,null,null,null,null,null,null,null,"23-25 63 13 17 45","Medical General Use Doppler Units","23-25 63 13 17 45: Medical General Use Doppler Units"]
[null,null,null,null,null,null,null,null,null,null,null,"23-25 63 13 17 47","Medical General Use Pulse Echo Units","23-25 63 13 17 47: Medical General Use Pulse Echo Units"]
[null,null,null,null,null,null,null,null,null,null,null,"23-25 63 13 17 53","Vaginal Ultrasound Or Echo Probes","23-25 63 13 17 53: Vaginal Ultrasound Or Echo Probes"]
[null,null,null,null,null,null,null,null,null,null,null,"23-25 63 13 17 55","Vascular Ultrasound Units","23-25 63 13 17 55: Vascular Ultrasound Units"]
[null,null,null,null,null,null,null,null,null,null,null,"23-25 63 13 19 11","Chest X Ray Equipment","23-25 63 13 19 11: Chest X Ray Equipment"]
[null,null,null,null,null,null,null,null,null,null,null,"23-25 63 13 19 13","Mammography X Ray Equipment","23-25 63 13 19 13: Mammography X Ray Equipment"]
[null,null,null,null,null,null,null,null,null,null,null,"23-25 63 13 19 19","Medical Radiology And Fluoroscopy RF Equipment","23-25 63 13 19 19: Medical Radiology And Fluoroscopy RF Equipment"]
[null,null,null,null,null,null,null,null,null,null,null,"23-25 63 13 19 21","Medical Radioisotope Scanners","23-25 63 13 19 21: Medical Radioisotope Scanners"]
[null,null,null,null,null,null,null,null,null,null,null,"23-25 63 13 19 29","Medical X Ray Stands","23-25 63 13 19 29: Medical X Ray Stands"]
[null,null,null,null,null,null,null,null,null,null,null,"23-25 63 13 19 31","Medical X Ray Chairs","23-25 63 13 19 31: Medical X Ray Chairs"]
[null,null,null,null,null,null,null,null,null,null,null,"23-25 63 13 19 37","Medical Diagnostic Use X Ray Units","23-25 63 13 19 37: Medical Diagnostic Use X Ray Units"]
[null,null,null,null,null,null,null,null,null,null,null,"23-25 63 13 19 39","Medical Xeroradiography Units","23-25 63 13 19 39: Medical Xeroradiography Units"]
[null,null,null,null,null,null,null,null,null,null,null,"23-25 63 13 19 45","Medical X Ray Water Coolers","23-25 63 13 19 45: Medical X Ray Water Coolers"]
[null,null,null,null,null,null,null,null,null,null,null,"23-25 63 13 19 47","Medical Imaging Procedure Trays","23-25 63 13 19 47: Medical Imaging Procedure Trays"]
[null,null,null,null,null,null,null,null,null,null,null,"23-25 63 13 19 53","Medical X Ray Film View Boxes","23-25 63 13 19 53: Medical X Ray Film View Boxes"]
[null,null,null,null,null,null,null,null,null,null,null,"23-25 63 13 19 55","Medical X Ray Film Illuminator Windows","23-25 63 13 19 55: Medical X Ray Film Illuminator Windows"]
[null,null,null,null,null,null,null,null,null,null,null,"23-25 63 13 21","Gamma Cameras Products","23-25 63 13 21: Gamma Cameras Products"]
[null,null,null,null,null,null,null,null,null,null,null,"23-25 63 13 21 11","Medical General Use Gamma Cameras","23-25 63 13 21 11: Medical General Use Gamma Cameras"]
[null,null,null,null,null,null,null,null,null,null,null,"23-25 63 13 21 17","Lymphatic Mapping Collimators","23-25 63 13 21 17: Lymphatic Mapping Collimators"]
[null,null,null,null,null,null,null,null,null,null,null,"23-25 63 13 23","Gamma Radiation Therapy Products","23-25 63 13 23: Gamma Radiation Therapy Products"]
[null,null,null,null,null,null,null,null,null,null,null,"23-25 63 13 23 15","Radiosurgical Gamma Scintillators","23-25 63 13 23 15: Radiosurgical Gamma Scintillators"]
[null,null,null,null,null,null,null,null,null,null,null,"23-25 63 13 25 11","Medical Linear Accelerator Intensity Modulated Radiation Therapy IMRT Two Dimensional Units","23-25 63 13 25 11: Medical Linear Accelerator Intensity Modulated Radiation Therapy IMRT Two Dimensional Units"]
[null,null,null,null,null,null,null,null,null,null,null,"23-25 63 13 25 17","Dual Energy Linear Accelerator","23-25 63 13 25 17: Dual Energy Linear Accelerator"]
[null,null,null,null,null,null,null,null,null,null,null,"23-25 63 13 27","Medical Positron Emission Tomography Units","23-25 63 13 27: Medical Positron Emission Tomography Units"]
[null,null,null,null,null,null,null,null,null,null,null,"23-25 63 13 29 11","Medical Single Photon Emission Computed Tomography SPECT Units","23-25 63 13 29 11: Medical Single Photon Emission Computed Tomography SPECT Units"]
[null,null,null,null,null,null,null,null,null,null,null,"23-25 63 13 31","Radiotherapy Teletherapy Products","23-25 63 13 31: Radiotherapy Teletherapy Products"]
[null,null,null,null,null,null,null,null,null,null,null,"23-25 63 13 31 15","Radiotherapy Teletherapy Orthovoltage X Ray Machines","23-25 63 13 31 15: Radiotherapy Teletherapy Orthovoltage X Ray Machines"]
[null,null,null,null,null,null,null,null,null,null,null,"23-25 63 13 31 17","Radiotherapy Teletherapy Superficial X Ray Machines","23-25 63 13 31 17: Radiotherapy Teletherapy Superficial X Ray Machines"]
[null,null,null,null,null,null,null,null,null,null,null,"23-25 63 13 31 19 13","Radiotherapy Compensator Cutters","23-25 63 13 31 19 13: Radiotherapy Compensator Cutters"]
[null,null,null,null,null,null,null,null,null,null,null,"23-25 63 13 33","Radiographic Fluoroscopic Units","23-25 63 13 33: Radiographic Fluoroscopic Units"]
[null,null,null,null,null,null,null,null,null,null,null,"23-25 63 13 33 15","Digital Cardiac Radiographic Fluoroscopic Units","23-25 63 13 33 15: Digital Cardiac Radiographic Fluoroscopic Units"]
[null,null,null,null,null,null,null,null,null,null,null,"23-25 63 13 33 17","Digital Chest Radiographic Fluoroscopic Units","23-25 63 13 33 17: Digital Chest Radiographic Fluoroscopic Units"]
[null,null,null,null,null,null,null,null,null,null,null,"23-25 63 13 33 23","Table Radiographic Fluoroscopic Units","23-25 63 13 33 23: Table Radiographic Fluoroscopic Units"]
[null,null,null,null,null,null,null,null,null,null,null,"23-25 63 13 33 23 11","Remote Table Radiographic Fluoroscopic Units","23-25 63 13 33 23 11: Remote Table Radiographic Fluoroscopic Units"]
[null,null,null,null,null,null,null,null,null,null,null,"23-25 63 13 33 25 11","Computerized Tomography Urologic Radiographic Fluoroscopic Units","23-25 63 13 33 25 11: Computerized Tomography Urologic Radiographic Fluoroscopic Units"]
[null,null,null,null,null,null,null,null,null,null,null,"23-25 63 13 35 13","Radiation Badges","23-25 63 13 35 13: Radiation Badges"]
[null,null,null,null,null,null,null,null,null,null,null,"23-25 63 15 11","Radiological Shielding Chambers","23-25 63 15 11: Radiological Shielding Chambers"]
[null,null,null,null,null,null,null,null,null,null,null,"23-25 63 15 13","Radiological Shielding Rooms","23-25 63 15 13: Radiological Shielding Rooms"]
[null,null,null,null,null,null,null,null,null,null,null,"23-25 63 17 11","Computer Assisted Cardiology Management System","23-25 63 17 11: Computer Assisted Cardiology Management System"]
[null,null,null,null,null,null,null,null,null,null,null,"23-25 63 17 13","Nuclear Medicine Clinical Computers","23-25 63 17 13: Nuclear Medicine Clinical Computers"]
[null,null,null,null,null,null,null,null,null,null,null,"23-25 63 17 19","Mean Cell Volume Computers","23-25 63 17 19: Mean Cell Volume Computers"]
[null,null,null,null,null,null,null,null,null,null,null,"23-25 63 17 21","Radiation Therapy Treatment Planning Computers","23-25 63 17 21: Radiation Therapy Treatment Planning Computers"]
[null,null,null,null,null,null,null,null,null,null,null,"23-25 65 11 13","Biological Safety Class II Cabinets","23-25 65 11 13: Biological Safety Class II Cabinets"]
[null,null,null,null,null,null,null,null,null,null,null,"23-25 65 11 15","Biological Safety Class III Cabinets","23-25 65 11 15: Biological Safety Class III Cabinets"]
[null,null,null,null,null,null,null,null,null,null,null,"23-25 65 11 21","Biological Refrigerators","23-25 65 11 21: Biological Refrigerators"]
[null,null,null,null,null,null,null,null,null,null,null,"23-25 65 13","Cabinet Bases","23-25 65 13: Cabinet Bases"]
[null,null,null,null,null,null,null,null,null,null,null,"23-25 65 13 15","Biological Safety Class III Cabinet Bases","23-25 65 13 15: Biological Safety Class III Cabinet Bases"]
[null,null,null,null,null,null,null,null,null,null,null,"23-25 67 11 13","Flammable Storage Cabinets","23-25 67 11 13: Flammable Storage Cabinets"]
[null,null,null,null,null,null,null,null,null,null,null,"23-25 67 13 11","Flammable Material Storage Refrigerators","23-25 67 13 11: Flammable Material Storage Refrigerators"]
[null,null,null,null,null,null,null,null,null,null,null,"23-25 67 13 13","Flammable Material Storage Freezers","23-25 67 13 13: Flammable Material Storage Freezers"]
[null,null,null,null,null,null,null,null,null,null,null,"23-25 67 13 19","Explosion Proof Refrigerator Freezers","23-25 67 13 19: Explosion Proof Refrigerator Freezers"]
[null,null,null,null,null,null,null,null,null,null,null,"23-25 69 11","Laboratory Furnishings","23-25 69 11: Laboratory Furnishings"]
[null,null,null,null,null,null,null,null,null,null,null,"23-25 69 11 13","Laboratory Seating","23-25 69 11 13: Laboratory Seating"]
[null,null,null,null,null,null,null,null,null,null,null,"23-25 69 11 15","Laboratory Fume hoods","23-25 69 11 15: Laboratory Fume hoods"]
[null,null,null,null,null,null,null,null,null,null,null,"23-25 69 11 15 13","Floor Standing Fume hoods","23-25 69 11 15 13: Floor Standing Fume hoods"]
[null,null,null,null,null,null,null,null,null,null,null,"23-25 69 11 15 13 11","Horizontal Laminar Flow Free Standing Fume hoods","23-25 69 11 15 13 11: Horizontal Laminar Flow Free Standing Fume hoods"]
[null,null,null,null,null,null,null,null,null,null,null,"23-25 69 11 15 15","Histopathology Staining Fume Hoods","23-25 69 11 15 15: Histopathology Staining Fume Hoods"]
[null,null,null,null,null,null,null,null,null,null,null,"23-25 69 11 15 17","Horizontal Laminar Flow Fume Hoods","23-25 69 11 15 17: Horizontal Laminar Flow Fume Hoods"]
[null,null,null,null,null,null,null,null,null,null,null,"23-25 69 13 11 11","Acoustic Microscopes","23-25 69 13 11 11: Acoustic Microscopes"]
[null,null,null,null,null,null,null,null,null,null,null,"23-25 69 13 11 13","Binocular Microscopes","23-25 69 13 11 13: Binocular Microscopes"]
[null,null,null,null,null,null,null,null,null,null,null,"23-25 69 13 11 15","Bore scope Inspection Equipment","23-25 69 13 11 15: Bore scope Inspection Equipment"]
[null,null,null,null,null,null,null,null,null,null,null,"23-25 69 13 11 19","Dark field Microscopes","23-25 69 13 11 19: Dark field Microscopes"]
[null,null,null,null,null,null,null,null,null,null,null,"23-25 69 13 11 25","Electron Microscopes","23-25 69 13 11 25: Electron Microscopes"]
[null,null,null,null,null,null,null,null,null,null,null,"23-25 69 13 11 27","Fluorescence Microscopes","23-25 69 13 11 27: Fluorescence Microscopes"]
[null,null,null,null,null,null,null,null,null,null,null,"23-25 69 13 11 33","Ion Microscopes","23-25 69 13 11 33: Ion Microscopes"]
[null,null,null,null,null,null,null,null,null,null,null,"23-25 69 13 11 35","Laser Scanning Microscopes","23-25 69 13 11 35: Laser Scanning Microscopes"]
[null,null,null,null,null,null,null,null,null,null,null,"23-25 69 13 11 41","Operating Microscopes","23-25 69 13 11 41: Operating Microscopes"]
[null,null,null,null,null,null,null,null,null,null,null,"23-25 69 13 11 43","Photographic Fluorescent Microscopes","23-25 69 13 11 43: Photographic Fluorescent Microscopes"]
[null,null,null,null,null,null,null,null,null,null,null,"23-25 69 13 11 49","Projection Microscopes","23-25 69 13 11 49: Projection Microscopes"]
[null,null,null,null,null,null,null,null,null,null,null,"23-25 69 13 11 51","Scanning Electron Microscopes","23-25 69 13 11 51: Scanning Electron Microscopes"]
[null,null,null,null,null,null,null,null,null,null,null,"23-25 69 13 11 57","Spinning Disk Microscopes","23-25 69 13 11 57: Spinning Disk Microscopes"]
[null,null,null,null,null,null,null,null,null,null,null,"23-25 69 13 11 59","Stereo Microscopes","23-25 69 13 11 59: Stereo Microscopes"]
[null,null,null,null,null,null,null,null,null,null,null,"23-25 69 13 11 65","Trinocular Microscopes","23-25 69 13 11 65: Trinocular Microscopes"]
[null,null,null,null,null,null,null,null,null,null,null,"23-25 69 13 11 67","Wide Field Microscopes","23-25 69 13 11 67: Wide Field Microscopes"]
[null,null,null,null,null,null,null,null,null,null,null,"23-25 69 13 13 11","Telescopes","23-25 69 13 13 11: Telescopes"]
[null,null,null,null,null,null,null,null,null,null,null,"23-25 69 13 13 17","Fiberscopes","23-25 69 13 13 17: Fiberscopes"]
[null,null,null,null,null,null,null,null,null,null,null,"23-25 69 13 15 13","Homogenizers","23-25 69 13 15 13: Homogenizers"]
[null,null,null,null,null,null,null,null,null,null,null,"23-25 69 13 15 15","Laboratory Blenders","23-25 69 13 15 15: Laboratory Blenders"]
[null,null,null,null,null,null,null,null,null,null,null,"23-25 69 13 15 21","Laboratory Emulsifiers","23-25 69 13 15 21: Laboratory Emulsifiers"]
[null,null,null,null,null,null,null,null,null,null,null,"23-25 69 13 15 23","Laboratory Mills","23-25 69 13 15 23: Laboratory Mills"]
[null,null,null,null,null,null,null,null,null,null,null,"23-25 69 13 15 29","Laboratory Tissue Grinders","23-25 69 13 15 29: Laboratory Tissue Grinders"]
[null,null,null,null,null,null,null,null,null,null,null,"23-25 69 13 15 31","Liquid Measuring Cans","23-25 69 13 15 31: Liquid Measuring Cans"]
[null,null,null,null,null,null,null,null,null,null,null,"23-25 69 13 17","Laboratory Heating Drying Equipment","23-25 69 13 17: Laboratory Heating Drying Equipment"]
[null,null,null,null,null,null,null,null,null,null,null,"23-25 69 13 17 11","Laboratory Dry Baths","23-25 69 13 17 11: Laboratory Dry Baths"]
[null,null,null,null,null,null,null,null,null,null,null,"23-25 69 13 17 17","Laboratory Incinerators","23-25 69 13 17 17: Laboratory Incinerators"]
[null,null,null,null,null,null,null,null,null,null,null,"23-25 69 13 17 19","Laboratory Infrared Dryers","23-25 69 13 17 19: Laboratory Infrared Dryers"]
[null,null,null,null,null,null,null,null,null,null,null,"23-25 69 13 17 25","Laboratory Thermal Cyclers","23-25 69 13 17 25: Laboratory Thermal Cyclers"]
[null,null,null,null,null,null,null,null,null,null,null,"23-25 69 13 19","Histology Equipment","23-25 69 13 19: Histology Equipment"]
[null,null,null,null,null,null,null,null,null,null,null,"23-25 69 13 19 13","Embedding Molds","23-25 69 13 19 13: Embedding Molds"]
[null,null,null,null,null,null,null,null,null,null,null,"23-25 69 13 19 15","Embedding Capsules","23-25 69 13 19 15: Embedding Capsules"]
[null,null,null,null,null,null,null,null,null,null,null,"23-25 69 13 19 21","Tissue Processors","23-25 69 13 19 21: Tissue Processors"]
[null,null,null,null,null,null,null,null,null,null,null,"23-25 69 13 19 21 11","Automatic Tissue Processors","23-25 69 13 19 21 11: Automatic Tissue Processors"]
[null,null,null,null,null,null,null,null,null,null,null,"23-25 69 13 19 23","Tissue Culture Units","23-25 69 13 19 23: Tissue Culture Units"]
[null,null,null,null,null,null,null,null,null,null,null,"23-25 69 13 19 25","Ultrasonic Tissue Disintegrators","23-25 69 13 19 25: Ultrasonic Tissue Disintegrators"]
[null,null,null,null,null,null,null,null,null,null,null,"23-25 69 13 19 27 13","Refrigerated Tilt Rotary Microtomes","23-25 69 13 19 27 13: Refrigerated Tilt Rotary Microtomes"]
[null,null,null,null,null,null,null,null,null,null,null,"23-25 69 13 19 29","Slide Warmers","23-25 69 13 19 29: Slide Warmers"]
[null,null,null,null,null,null,null,null,null,null,null,"23-25 69 13 21","Laboratory Cooling Equipment","23-25 69 13 21: Laboratory Cooling Equipment"]
[null,null,null,null,null,null,null,null,null,null,null,"23-25 69 13 21 11","Liquid Nitrogen Dewars","23-25 69 13 21 11: Liquid Nitrogen Dewars"]
[null,null,null,null,null,null,null,null,null,null,null,"23-25 69 13 21 17","Ultralow Upright Cabinets","23-25 69 13 21 17: Ultralow Upright Cabinets"]
[null,null,null,null,null,null,null,null,null,null,null,"23-25 69 13 21 19","Ultralow Freezers","23-25 69 13 21 19: Ultralow Freezers"]
[null,null,null,null,null,null,null,null,null,null,null,"23-25 69 13 21 25","Liquid Nitrogen Freezers","23-25 69 13 21 25: Liquid Nitrogen Freezers"]
[null,null,null,null,null,null,null,null,null,null,null,"23-25 69 13 21 29","Chromatography Refrigerators","23-25 69 13 21 29: Chromatography Refrigerators"]
[null,null,null,null,null,null,null,null,null,null,null,"23-25 69 13 23","Centrifuges","23-25 69 13 23: Centrifuges"]
[null,null,null,null,null,null,null,null,null,null,null,"23-25 69 13 23 11","Benchtop Centrifuges","23-25 69 13 23 11: Benchtop Centrifuges"]
[null,null,null,null,null,null,null,null,null,null,null,"23-25 69 13 23 17","Cytology Centrifuges","23-25 69 13 23 17: Cytology Centrifuges"]
[null,null,null,null,null,null,null,null,null,null,null,"23-25 69 13 23 19","Floor Centrifuges","23-25 69 13 23 19: Floor Centrifuges"]
[null,null,null,null,null,null,null,null,null,null,null,"23-25 69 13 23 25","Refrigerated Benchtop Centrifuges","23-25 69 13 23 25: Refrigerated Benchtop Centrifuges"]
[null,null,null,null,null,null,null,null,null,null,null,"23-25 69 13 23 27","Refrigerated Floor Centrifuges","23-25 69 13 23 27: Refrigerated Floor Centrifuges"]
[null,null,null,null,null,null,null,null,null,null,null,"23-25 69 13 23 31 11","Multiple Speed Serological Centrifuges","23-25 69 13 23 31 11: Multiple Speed Serological Centrifuges"]
[null,null,null,null,null,null,null,null,null,null,null,"23-25 69 13 23 33","Tabletop Centrifuges","23-25 69 13 23 33: Tabletop Centrifuges"]
[null,null,null,null,null,null,null,null,null,null,null,"23-25 69 13 25","Incubators","23-25 69 13 25: Incubators"]
[null,null,null,null,null,null,null,null,null,null,null,"23-25 69 13 25 11","CO2 Incubators","23-25 69 13 25 11: CO2 Incubators"]
[null,null,null,null,null,null,null,null,null,null,null,"23-25 69 13 25 17","Dry Wall Dual Chamber Carbon Dioxide Incubators With Humidity Control","23-25 69 13 25 17: Dry Wall Dual Chamber Carbon Dioxide Incubators With Humidity Control"]
[null,null,null,null,null,null,null,null,null,null,null,"23-25 69 13 25 19","Dry Wall Dual Chamber Three Gas Incubators","23-25 69 13 25 19: Dry Wall Dual Chamber Three Gas Incubators"]
[null,null,null,null,null,null,null,null,null,null,null,"23-25 69 13 25 27","Dry Wall Single Chamber Three Gas Incubators","23-25 69 13 25 27: Dry Wall Single Chamber Three Gas Incubators"]
[null,null,null,null,null,null,null,null,null,null,null,"23-25 69 13 25 29","Dry Wall Single Chamber Three Gas Incubators With Humidity Control","23-25 69 13 25 29: Dry Wall Single Chamber Three Gas Incubators With Humidity Control"]
[null,null,null,null,null,null,null,null,null,null,null,"23-25 69 13 25 35","Mechanical Convection General Purpose Incubators","23-25 69 13 25 35: Mechanical Convection General Purpose Incubators"]
[null,null,null,null,null,null,null,null,null,null,null,"23-25 69 13 25 37","Multipurpose Incubators","23-25 69 13 25 37: Multipurpose Incubators"]
[null,null,null,null,null,null,null,null,null,null,null,"23-25 69 13 25 43","Shaking Incubators","23-25 69 13 25 43: Shaking Incubators"]
[null,null,null,null,null,null,null,null,null,null,null,"23-25 69 13 25 45","Water Jacketed Dual Chamber Carbon Dioxide Incubators","23-25 69 13 25 45: Water Jacketed Dual Chamber Carbon Dioxide Incubators"]
[null,null,null,null,null,null,null,null,null,null,null,"23-25 69 13 25 51","Water Jacketed Dual Chamber Three Gas Incubators With Humidity Control","23-25 69 13 25 51: Water Jacketed Dual Chamber Three Gas Incubators With Humidity Control"]
[null,null,null,null,null,null,null,null,null,null,null,"23-25 69 13 25 53","Water Jacketed Single Chamber Carbon Dioxide Incubators","23-25 69 13 25 53: Water Jacketed Single Chamber Carbon Dioxide Incubators"]
[null,null,null,null,null,null,null,null,null,null,null,"23-25 69 13 25 59","Water Jacketed Single Chamber Three Gas Incubators With Humidity Control","23-25 69 13 25 59: Water Jacketed Single Chamber Three Gas Incubators With Humidity Control"]
[null,null,null,null,null,null,null,null,null,null,null,"23-25 69 13 27","Laboratory Ovens","23-25 69 13 27: Laboratory Ovens"]
[null,null,null,null,null,null,null,null,null,null,null,"23-25 69 13 27 15","Laboratory Drying Cabinets","23-25 69 13 27 15: Laboratory Drying Cabinets"]
[null,null,null,null,null,null,null,null,null,null,null,"23-25 69 13 27 17","Laboratory Drying Ovens","23-25 69 13 27 17: Laboratory Drying Ovens"]
[null,null,null,null,null,null,null,null,null,null,null,"23-25 69 13 27 25","Laboratory Vacuum Ovens","23-25 69 13 27 25: Laboratory Vacuum Ovens"]
[null,null,null,null,null,null,null,null,null,null,null,"23-25 69 13 29","Laboratory Distillers","23-25 69 13 29: Laboratory Distillers"]
[null,null,null,null,null,null,null,null,null,null,null,"23-27 11 11 11","Temperature Alarm Modules","23-27 11 11 11: Temperature Alarm Modules"]
[null,null,null,null,null,null,null,null,null,null,null,"23-27 11 11 13","Temperature Control Modules","23-27 11 11 13: Temperature Control Modules"]
[null,null,null,null,null,null,null,null,null,null,null,"23-27 11 11 15 13","Electric Temperature Controllers","23-27 11 11 15 13: Electric Temperature Controllers"]
[null,null,null,null,null,null,null,null,null,null,null,"23-27 11 11 15 15","Pneumatic Hating Controllers","23-27 11 11 15 15: Pneumatic Hating Controllers"]
[null,null,null,null,null,null,null,null,null,null,null,"23-27 11 11 17 11","Thermocouple Detectors","23-27 11 11 17 11: Thermocouple Detectors"]
[null,null,null,null,null,null,null,null,null,null,null,"23-27 11 11 17 13","RTD Detectors","23-27 11 11 17 13: RTD Detectors"]
[null,null,null,null,null,null,null,null,null,null,null,"23-27 11 11 23","Temperature Sensors","23-27 11 11 23: Temperature Sensors"]
[null,null,null,null,null,null,null,null,null,null,null,"23-27 11 11 23 11","Thermocouple Probes","23-27 11 11 23 11: Thermocouple Probes"]
[null,null,null,null,null,null,null,null,null,null,null,"23-27 11 13 13","Pressure Control Modules","23-27 11 13 13: Pressure Control Modules"]
[null,null,null,null,null,null,null,null,null,null,null,"23-27 11 13 15","Pressure Controllers","23-27 11 13 15: Pressure Controllers"]
[null,null,null,null,null,null,null,null,null,null,null,"23-27 11 13 15 15","Pneumatic Hating Controllers","23-27 11 13 15 15: Pneumatic Hating Controllers"]
[null,null,null,null,null,null,null,null,null,null,null,"23-27 11 13 17","Pressure Detectors","23-27 11 13 17: Pressure Detectors"]
[null,null,null,null,null,null,null,null,null,null,null,"23-27 11 13 23","Pressure Sensors","23-27 11 13 23: Pressure Sensors"]
[null,null,null,null,null,null,null,null,null,null,null,"23-27 11 13 25","Differential Pressure Alarm Modules","23-27 11 13 25: Differential Pressure Alarm Modules"]
[null,null,null,null,null,null,null,null,null,null,null,"23-27 11 13 29 11","Digital Differential Pressure Controllers","23-27 11 13 29 11: Digital Differential Pressure Controllers"]
[null,null,null,null,null,null,null,null,null,null,null,"23-27 11 13 29 13","Electric Differential Pressure Controllers","23-27 11 13 29 13: Electric Differential Pressure Controllers"]
[null,null,null,null,null,null,null,null,null,null,null,"23-27 11 13 31","Differential Pressure Detectors","23-27 11 13 31: Differential Pressure Detectors"]
[null,null,null,null,null,null,null,null,null,null,null,"23-27 11 13 33","Differential Pressure Indicators","23-27 11 13 33: Differential Pressure Indicators"]
[null,null,null,null,null,null,null,null,null,null,null,"23-27 11 15","Flow Measuring Instrument And Controls","23-27 11 15: Flow Measuring Instrument And Controls"]
[null,null,null,null,null,null,null,null,null,null,null,"23-27 11 15 11","Flow Alarm Modules","23-27 11 15 11: Flow Alarm Modules"]
[null,null,null,null,null,null,null,null,null,null,null,"23-27 11 15 15 11","Digital Flow Controllers","23-27 11 15 15 11: Digital Flow Controllers"]
[null,null,null,null,null,null,null,null,null,null,null,"23-27 11 15 15 13","Electric Flow Controllers","23-27 11 15 15 13: Electric Flow Controllers"]
[null,null,null,null,null,null,null,null,null,null,null,"23-27 11 15 17","Flow Detectors","23-27 11 15 17: Flow Detectors"]
[null,null,null,null,null,null,null,null,null,null,null,"23-27 11 15 19","Flow Indicators","23-27 11 15 19: Flow Indicators"]
[null,null,null,null,null,null,null,null,null,null,null,"23-27 11 15 23","Flow Sensors","23-27 11 15 23: Flow Sensors"]
[null,null,null,null,null,null,null,null,null,null,null,"23-27 11 17 13","Carbon Dioxide (CO²) Concentration Measuring Instruments","23-27 11 17 13: Carbon Dioxide (CO²) Concentration Measuring Instruments"]
[null,null,null,null,null,null,null,null,null,null,null,"23-27 11 19","Heat Measuring Instrument And Controls","23-27 11 19: Heat Measuring Instrument And Controls"]
[null,null,null,null,null,null,null,null,null,null,null,"23-27 11 19 11","Heat Detectors","23-27 11 19 11: Heat Detectors"]
[null,null,null,null,null,null,null,null,null,null,null,"23-27 11 19 13 13","Electric Heating Controllers","23-27 11 19 13 13: Electric Heating Controllers"]
[null,null,null,null,null,null,null,null,null,null,null,"23-27 11 19 13 15","Pneumatic Hating Controllers","23-27 11 19 13 15: Pneumatic Hating Controllers"]
[null,null,null,null,null,null,null,null,null,null,null,"23-27 11 19 17","Heating Optimizers","23-27 11 19 17: Heating Optimizers"]
[null,null,null,null,null,null,null,null,null,null,null,"23-27 11 21","Level Measuring Instrument And Controls","23-27 11 21: Level Measuring Instrument And Controls"]
[null,null,null,null,null,null,null,null,null,null,null,"23-27 11 21 15","Level Controllers","23-27 11 21 15: Level Controllers"]
[null,null,null,null,null,null,null,null,null,null,null,"23-27 11 21 15 11","Digital Level Controllers","23-27 11 21 15 11: Digital Level Controllers"]
[null,null,null,null,null,null,null,null,null,null,null,"23-27 11 21 15 17","Hydraulic Level Controllers","23-27 11 21 15 17: Hydraulic Level Controllers"]
[null,null,null,null,null,null,null,null,null,null,null,"23-27 11 21 17","Level Detectors","23-27 11 21 17: Level Detectors"]
[null,null,null,null,null,null,null,null,null,null,null,"23-27 11 21 19 13","Level Bull's Eyes","23-27 11 21 19 13: Level Bull's Eyes"]
[null,null,null,null,null,null,null,null,null,null,null,"23-27 11 23","Weighing Instrument And Controls","23-27 11 23: Weighing Instrument And Controls"]
[null,null,null,null,null,null,null,null,null,null,null,"23-27 11 23 13","Weight Control Modules","23-27 11 23 13: Weight Control Modules"]
[null,null,null,null,null,null,null,null,null,null,null,"23-27 11 23 15","Weight Detectors","23-27 11 23 15: Weight Detectors"]
[null,null,null,null,null,null,null,null,null,null,null,"23-27 11 23 21","Weight Sensors","23-27 11 23 21: Weight Sensors"]
[null,null,null,null,null,null,null,null,null,null,null,"23-27 11 25","Metal Concentration Instrument And Controls","23-27 11 25: Metal Concentration Instrument And Controls"]
[null,null,null,null,null,null,null,null,null,null,null,"23-27 11 27 11","Gas Alarm Modules","23-27 11 27 11: Gas Alarm Modules"]
[null,null,null,null,null,null,null,null,null,null,null,"23-27 11 27 13","Gas Control Modules","23-27 11 27 13: Gas Control Modules"]
[null,null,null,null,null,null,null,null,null,null,null,"23-27 11 27 15 13","Electric Gas Controllers","23-27 11 27 15 13: Electric Gas Controllers"]
[null,null,null,null,null,null,null,null,null,null,null,"23-27 11 27 15 15","Pneumatic Hating Controllers","23-27 11 27 15 15: Pneumatic Hating Controllers"]
[null,null,null,null,null,null,null,null,null,null,null,"23-27 11 27 17 11","Air Pollution Detectors","23-27 11 27 17 11: Air Pollution Detectors"]
[null,null,null,null,null,null,null,null,null,null,null,"23-27 11 27 17 13","Radon Detectors","23-27 11 27 17 13: Radon Detectors"]
[null,null,null,null,null,null,null,null,null,null,null,"23-27 11 27 17 19","Oxygen Detectors","23-27 11 27 17 19: Oxygen Detectors"]
[null,null,null,null,null,null,null,null,null,null,null,"23-27 11 27 17 21","Halon Detectors","23-27 11 27 17 21: Halon Detectors"]
[null,null,null,null,null,null,null,null,null,null,null,"23-27 11 29","Infrared Instrument And Controls","23-27 11 29: Infrared Instrument And Controls"]
[null,null,null,null,null,null,null,null,null,null,null,"23-27 11 29 13","Infrared Control Modules","23-27 11 29 13: Infrared Control Modules"]
[null,null,null,null,null,null,null,null,null,null,null,"23-27 11 29 15 13","Electric Infrared Controllers","23-27 11 29 15 13: Electric Infrared Controllers"]
[null,null,null,null,null,null,null,null,null,null,null,"23-27 11 29 15 15","Pneumatic Hating Controllers","23-27 11 29 15 15: Pneumatic Hating Controllers"]
[null,null,null,null,null,null,null,null,null,null,null,"23-27 13 13","Building Control Systems","23-27 13 13: Building Control Systems"]
[null,null,null,null,null,null,null,null,null,null,null,"23-27 13 13 11","Building Automated Control Panels","23-27 13 13 11: Building Automated Control Panels"]
[null,null,null,null,null,null,null,null,null,null,null,"23-27 13 15","Process Control Panels","23-27 13 15: Process Control Panels"]
[null,null,null,null,null,null,null,null,null,null,null,"23-27 13 15 11","Gaseous Waste Monitoring and Control Panels","23-27 13 15 11: Gaseous Waste Monitoring and Control Panels"]
[null,null,null,null,null,null,null,null,null,null,null,"23-27 15 15","Elevator Monitoring and Controls","23-27 15 15: Elevator Monitoring and Controls"]
[null,null,null,null,null,null,null,null,null,null,null,"23-27 15 17","Energy Monitoring and Controls","23-27 15 17: Energy Monitoring and Controls"]
[null,null,null,null,null,null,null,null,null,null,null,"23-27 15 21 11","Building Lighting Control Panel","23-27 15 21 11: Building Lighting Control Panel"]
[null,null,null,null,null,null,null,null,null,null,null,"23-27 15 21 13","Lighting Relay Control Panel","23-27 15 21 13: Lighting Relay Control Panel"]
[null,null,null,null,null,null,null,null,null,null,null,"23-27 15 23 13","HVAC Local Control Panels","23-27 15 23 13: HVAC Local Control Panels"]
[null,null,null,null,null,null,null,null,null,null,null,"23-27 15 23 15","HVAC Control Clocks","23-27 15 23 15: HVAC Control Clocks"]
[null,null,null,null,null,null,null,null,null,null,null,"23-27 17 15","Diaphragm Pumps","23-27 17 15: Diaphragm Pumps"]
[null,null,null,null,null,null,null,null,null,null,null,"23-27 17 17","Duplex Pumps","23-27 17 17: Duplex Pumps"]
[null,null,null,null,null,null,null,null,null,null,null,"23-27 17 23","Macerator Pumps","23-27 17 23: Macerator Pumps"]
[null,null,null,null,null,null,null,null,null,null,null,"23-27 17 23 11","Combined Macerator Pumps","23-27 17 23 11: Combined Macerator Pumps"]
[null,null,null,null,null,null,null,null,null,null,null,"23-27 17 29","Reciprocating Pumps","23-27 17 29: Reciprocating Pumps"]
[null,null,null,null,null,null,null,null,null,null,null,"23-27 17 31","Rotary Pumps","23-27 17 31: Rotary Pumps"]
[null,null,null,null,null,null,null,null,null,null,null,"23-27 17 31 15","Rotary Screw Pumps","23-27 17 31 15: Rotary Screw Pumps"]
[null,null,null,null,null,null,null,null,null,null,null,"23-27 17 31 17","Rotary Vane Pumps","23-27 17 31 17: Rotary Vane Pumps"]
[null,null,null,null,null,null,null,null,null,null,null,"23-27 17 35 11","Submersible Sewage Ejectors","23-27 17 35 11: Submersible Sewage Ejectors"]
[null,null,null,null,null,null,null,null,null,null,null,"23-27 17 37","Simplex Pumps","23-27 17 37: Simplex Pumps"]
[null,null,null,null,null,null,null,null,null,null,null,"23-27 17 43","Worm Gear Pumps","23-27 17 43: Worm Gear Pumps"]
[null,null,null,null,null,null,null,null,null,null,null,"23-27 17 45","Pump Components ","23-27 17 45: Pump Components "]
[null,null,null,null,null,null,null,null,null,null,null,"23-27 21 11","Axial Flow Compressors","23-27 21 11: Axial Flow Compressors"]
[null,null,null,null,null,null,null,null,null,null,null,"23-27 21 13","Centrifugal Compressors","23-27 21 13: Centrifugal Compressors"]
[null,null,null,null,null,null,null,null,null,null,null,"23-27 21 15 13","Double Acting Reciprocating Compressors","23-27 21 15 13: Double Acting Reciprocating Compressors"]
[null,null,null,null,null,null,null,null,null,null,null,"23-27 21 15 15","Single Acting Reciprocating Compressors","23-27 21 15 15: Single Acting Reciprocating Compressors"]
[null,null,null,null,null,null,null,null,null,null,null,"23-27 21 17 13","Rotary Lobe Compressors","23-27 21 17 13: Rotary Lobe Compressors"]
[null,null,null,null,null,null,null,null,null,null,null,"23-27 21 17 15","Rotary Screw Compressors","23-27 21 17 15: Rotary Screw Compressors"]
[null,null,null,null,null,null,null,null,null,null,null,"23-27 23 11","Heat Exchanger Economizers","23-27 23 11: Heat Exchanger Economizers"]
[null,null,null,null,null,null,null,null,null,null,null,"23-27 23 13","Plate and Frame Heat Exchangers","23-27 23 13: Plate and Frame Heat Exchangers"]
[null,null,null,null,null,null,null,null,null,null,null,"23-27 23 15 11","Shell and Tube Regenerative Heat Exchangers","23-27 23 15 11: Shell and Tube Regenerative Heat Exchangers"]
[null,null,null,null,null,null,null,null,null,null,null,"23-27 23 17","Tube and Fin Heat Exchangers","23-27 23 17: Tube and Fin Heat Exchangers"]
[null,null,null,null,null,null,null,null,null,null,null,"23-27 23 21","Adiabatic Wheel Heat Exchangers","23-27 23 21: Adiabatic Wheel Heat Exchangers"]
[null,null,null,null,null,null,null,null,null,null,null,"23-27 23 23","Plate and Fin Heat Exchangers","23-27 23 23: Plate and Fin Heat Exchangers"]
[null,null,null,null,null,null,null,null,null,null,null,"23-27 23 23 15","Wavy Fin Plate and Fin Heat Exchangers","23-27 23 23 15: Wavy Fin Plate and Fin Heat Exchangers"]
[null,null,null,null,null,null,null,null,null,null,null,"23-27 25 11","Liquid Electric Heaters","23-27 25 11: Liquid Electric Heaters"]
[null,null,null,null,null,null,null,null,null,null,null,"23-27 25 17","Liquid Fuel Oil Heaters","23-27 25 17: Liquid Fuel Oil Heaters"]
[null,null,null,null,null,null,null,null,null,null,null,"23-27 25 17 11","Fuel Oil Pre Heaters","23-27 25 17 11: Fuel Oil Pre Heaters"]
[null,null,null,null,null,null,null,null,null,null,null,"23-27 29 11","Reservoirs","23-27 29 11: Reservoirs"]
[null,null,null,null,null,null,null,null,null,null,null,"23-27 29 13","Tank Foundations","23-27 29 13: Tank Foundations"]
[null,null,null,null,null,null,null,null,null,null,null,"23-27 29 15","Specialized Tanks","23-27 29 15: Specialized Tanks"]
[null,null,null,null,null,null,null,null,null,null,null,"23-27 29 15 11","Cryogenic Tanks","23-27 29 15 11: Cryogenic Tanks"]
[null,null,null,null,null,null,null,null,null,null,null,"23-27 29 15 15","Septic Tanks","23-27 29 15 15: Septic Tanks"]
[null,null,null,null,null,null,null,null,null,null,null,"23-27 29 15 17","Siphon Tanks","23-27 29 15 17: Siphon Tanks"]
[null,null,null,null,null,null,null,null,null,null,null,"23-27 29 17 13","Silos","23-27 29 17 13: Silos"]
[null,null,null,null,null,null,null,null,null,null,null,"23-27 29 17 15","Storage Bunkers","23-27 29 17 15: Storage Bunkers"]
[null,null,null,null,null,null,null,null,null,null,null,"23-27 29 19 11 11","Multiple Walled Pressure Tanks","23-27 29 19 11 11: Multiple Walled Pressure Tanks"]
[null,null,null,null,null,null,null,null,null,null,null,"23-27 29 19 11 13","Multiple Walled Vacuum Tanks","23-27 29 19 11 13: Multiple Walled Vacuum Tanks"]
[null,null,null,null,null,null,null,null,null,null,null,"23-27 29 19 13 13","Single Walled Vacuum Tanks","23-27 29 19 13 13: Single Walled Vacuum Tanks"]
[null,null,null,null,null,null,null,null,null,null,null,"23-27 29 19 13 15","Single Walled Vented Tanks","23-27 29 19 13 15: Single Walled Vented Tanks"]
[null,null,null,null,null,null,null,null,null,null,null,"23-27 29 21 11 11","Aboveground Primary Tank Containments","23-27 29 21 11 11: Aboveground Primary Tank Containments"]
[null,null,null,null,null,null,null,null,null,null,null,"23-27 29 21 11 13","Aboveground Secondary Tank Containments","23-27 29 21 11 13: Aboveground Secondary Tank Containments"]
[null,null,null,null,null,null,null,null,null,null,null,"23-27 29 21 13 11","Underground Primary Tank Containments","23-27 29 21 13 11: Underground Primary Tank Containments"]
[null,null,null,null,null,null,null,null,null,null,null,"23-27 29 21 13 13","Underground Secondary Tank Containments","23-27 29 21 13 13: Underground Secondary Tank Containments"]
[null,null,null,null,null,null,null,null,null,null,null,"23-27 29 23 11","Tank Bladders","23-27 29 23 11: Tank Bladders"]
[null,null,null,null,null,null,null,null,null,null,null,"23-27 29 23 13","Rubber Tank Linings","23-27 29 23 13: Rubber Tank Linings"]
[null,null,null,null,null,null,null,null,null,null,null,"23-27 29 25 13","Fill and Valve Caps","23-27 29 25 13: Fill and Valve Caps"]
[null,null,null,null,null,null,null,null,null,null,null,"23-27 29 25 15","Tank Vents","23-27 29 25 15: Tank Vents"]
[null,null,null,null,null,null,null,null,null,null,null,"23-27 31 13 11","Gate Balancing Valves","23-27 31 13 11: Gate Balancing Valves"]
[null,null,null,null,null,null,null,null,null,null,null,"23-27 31 13 13","Butterfly Balancing Valves","23-27 31 13 13: Butterfly Balancing Valves"]
[null,null,null,null,null,null,null,null,null,null,null,"23-27 31 13 19","Check Balancing Valves","23-27 31 13 19: Check Balancing Valves"]
[null,null,null,null,null,null,null,null,null,null,null,"23-27 31 15","Ball Valves","23-27 31 15: Ball Valves"]
[null,null,null,null,null,null,null,null,null,null,null,"23-27 31 17 13","Wafer Pattern Butterfly Valves","23-27 31 17 13: Wafer Pattern Butterfly Valves"]
[null,null,null,null,null,null,null,null,null,null,null,"23-27 31 19","Check Valves","23-27 31 19: Check Valves"]
[null,null,null,null,null,null,null,null,null,null,null,"23-27 31 19 15","Cone Type Check Valves","23-27 31 19 15: Cone Type Check Valves"]
[null,null,null,null,null,null,null,null,null,null,null,"23-27 31 19 17","Demand Check Valves","23-27 31 19 17: Demand Check Valves"]
[null,null,null,null,null,null,null,null,null,null,null,"23-27 31 19 23","Spring Type Check Valves","23-27 31 19 23: Spring Type Check Valves"]
[null,null,null,null,null,null,null,null,null,null,null,"23-27 31 19 25","Stop Check Valves","23-27 31 19 25: Stop Check Valves"]
[null,null,null,null,null,null,null,null,null,null,null,"23-27 31 23","Float Valves","23-27 31 23: Float Valves"]
[null,null,null,null,null,null,null,null,null,null,null,"23-27 31 25","Gate Valves","23-27 31 25: Gate Valves"]
[null,null,null,null,null,null,null,null,null,null,null,"23-27 31 29 11","Manual Mixing Valves","23-27 31 29 11: Manual Mixing Valves"]
[null,null,null,null,null,null,null,null,null,null,null,"23-27 31 29 13","Pressure Balanced Controlled Mixing Valves","23-27 31 29 13: Pressure Balanced Controlled Mixing Valves"]
[null,null,null,null,null,null,null,null,null,null,null,"23-27 31 33","Orifice Valves","23-27 31 33: Orifice Valves"]
[null,null,null,null,null,null,null,null,null,null,null,"23-27 31 35","Pinch Valves","23-27 31 35: Pinch Valves"]
[null,null,null,null,null,null,null,null,null,null,null,"23-27 31 41","Poppet Valves","23-27 31 41: Poppet Valves"]
[null,null,null,null,null,null,null,null,null,null,null,"23-27 31 45","Preaction Valves","23-27 31 45: Preaction Valves"]
[null,null,null,null,null,null,null,null,null,null,null,"23-27 31 47","Pressure Regulating Valves","23-27 31 47: Pressure Regulating Valves"]
[null,null,null,null,null,null,null,null,null,null,null,"23-27 31 49","Relief Valves","23-27 31 49: Relief Valves"]
[null,null,null,null,null,null,null,null,null,null,null,"23-27 31 51","Rupture Disks","23-27 31 51: Rupture Disks"]
[null,null,null,null,null,null,null,null,null,null,null,"23-27 31 53","Safety Valves","23-27 31 53: Safety Valves"]
[null,null,null,null,null,null,null,null,null,null,null,"23-27 31 55","Sentinel Valves","23-27 31 55: Sentinel Valves"]
[null,null,null,null,null,null,null,null,null,null,null,"23-27 31 57","Slider Valves","23-27 31 57: Slider Valves"]
[null,null,null,null,null,null,null,null,null,null,null,"23-27 31 63","Valves Boxes","23-27 31 63: Valves Boxes"]
[null,null,null,null,null,null,null,null,null,null,null,"23-27 33 11","Electrical Valve Actuators","23-27 33 11: Electrical Valve Actuators"]
[null,null,null,null,null,null,null,null,null,null,null,"23-27 33 15","Motor Operated Valve Actuators","23-27 33 15: Motor Operated Valve Actuators"]
[null,null,null,null,null,null,null,null,null,null,null,"23-27 33 17","Pneumatic Valve Actuators","23-27 33 17: Pneumatic Valve Actuators"]
[null,null,null,null,null,null,null,null,null,null,null,"23-27 35 11 13","Hydrostatic Variable Speed Drives","23-27 35 11 13: Hydrostatic Variable Speed Drives"]
[null,null,null,null,null,null,null,null,null,null,null,"23-27 35 11 15","Hydroviscous Variable Speed Drives","23-27 35 11 15: Hydroviscous Variable Speed Drives"]
[null,null,null,null,null,null,null,null,null,null,null,"23-27 35 13 11","Pulley Variable Pitch Drives","23-27 35 13 11: Pulley Variable Pitch Drives"]
[null,null,null,null,null,null,null,null,null,null,null,"23-27 35 15 11","Fluid Drive Transmissions ","23-27 35 15 11: Fluid Drive Transmissions "]
[null,null,null,null,null,null,null,null,null,null,null,"23-27 37 13","Oil Traps","23-27 37 13: Oil Traps"]
[null,null,null,null,null,null,null,null,null,null,null,"23-27 37 15","Steam Traps","23-27 37 15: Steam Traps"]
[null,null,null,null,null,null,null,null,null,null,null,"23-27 37 15 15","Float Steam Trap","23-27 37 15 15: Float Steam Trap"]
[null,null,null,null,null,null,null,null,null,null,null,"23-27 37 15 17","Inverted Basket Steam Traps","23-27 37 15 17: Inverted Basket Steam Traps"]
[null,null,null,null,null,null,null,null,null,null,null,"23-27 39 11 11","Aboveground Double Walled Pipes","23-27 39 11 11: Aboveground Double Walled Pipes"]
[null,null,null,null,null,null,null,null,null,null,null,"23-27 39 11 13","Underground Double Walled Pipes","23-27 39 11 13: Underground Double Walled Pipes"]
[null,null,null,null,null,null,null,null,null,null,null,"23-27 39 13 13","Underground Single Walled Pipes","23-27 39 13 13: Underground Single Walled Pipes"]
[null,null,null,null,null,null,null,null,null,null,null,"23-27 41 11","Pipe Band It Kits","23-27 41 11: Pipe Band It Kits"]
[null,null,null,null,null,null,null,null,null,null,null,"23-27 43 15","Pipe Expansion Joints","23-27 43 15: Pipe Expansion Joints"]
[null,null,null,null,null,null,null,null,null,null,null,"23-27 43 17","Water Hammer Arrestors","23-27 43 17: Water Hammer Arrestors"]
[null,null,null,null,null,null,null,null,null,null,null,"23-27 45 13","Lap Joint Pipe Flanges","23-27 45 13: Lap Joint Pipe Flanges"]
[null,null,null,null,null,null,null,null,null,null,null,"23-27 45 19","Reducing Pipe Flanges","23-27 45 19: Reducing Pipe Flanges"]
[null,null,null,null,null,null,null,null,null,null,null,"23-27 45 23","Socket Weld Pipe Flanges","23-27 45 23: Socket Weld Pipe Flanges"]
[null,null,null,null,null,null,null,null,null,null,null,"23-27 45 25","Spectacle Pipe Flanges","23-27 45 25: Spectacle Pipe Flanges"]
[null,null,null,null,null,null,null,null,null,null,null,"23-27 47 11","Female Pipe Adapters","23-27 47 11: Female Pipe Adapters"]
[null,null,null,null,null,null,null,null,null,null,null,"23-27 47 13","Male Pipe Adapters","23-27 47 13: Male Pipe Adapters"]
[null,null,null,null,null,null,null,null,null,null,null,"23-27 47 19","Twist To Lock Y Cord Pipe Adapters","23-27 47 19: Twist To Lock Y Cord Pipe Adapters"]
[null,null,null,null,null,null,null,null,null,null,null,"23-27 47 21","Auto Converter Pipe Adapters","23-27 47 21: Auto Converter Pipe Adapters"]
[null,null,null,null,null,null,null,null,null,null,null,"23-27 47 27","Red Pipe Adapters","23-27 47 27: Red Pipe Adapters"]
[null,null,null,null,null,null,null,null,null,null,null,"23-27 49 11","Rigid Pipe Couplings","23-27 49 11: Rigid Pipe Couplings"]
[null,null,null,null,null,null,null,null,null,null,null,"23-27 49 13 13","Double Loop Pipe Couplings","23-27 49 13 13: Double Loop Pipe Couplings"]
[null,null,null,null,null,null,null,null,null,null,null,"23-27 49 13 15","Tire Pipe Couplings","23-27 49 13 15: Tire Pipe Couplings"]
[null,null,null,null,null,null,null,null,null,null,null,"23-27 49 13 21","Helical Flex Pipe Couplings","23-27 49 13 21: Helical Flex Pipe Couplings"]
[null,null,null,null,null,null,null,null,null,null,null,"23-27 49 13 23","Magnetic Pipe Couplings","23-27 49 13 23: Magnetic Pipe Couplings"]
[null,null,null,null,null,null,null,null,null,null,null,"23-27 49 13 29","Roller Chain Pipe Couplings","23-27 49 13 29: Roller Chain Pipe Couplings"]
[null,null,null,null,null,null,null,null,null,null,null,"23-27 49 13 33","Shear Pipe Couplings","23-27 49 13 33: Shear Pipe Couplings"]
[null,null,null,null,null,null,null,null,null,null,null,"23-27 49 13 39","Spider Pipe Couplings","23-27 49 13 39: Spider Pipe Couplings"]
[null,null,null,null,null,null,null,null,null,null,null,"23-27 49 13 41","Flexible Disc Pipe Couplings","23-27 49 13 41: Flexible Disc Pipe Couplings"]
[null,null,null,null,null,null,null,null,null,null,null,"23-27 51 15","Reducing Pipe Elbows","23-27 51 15: Reducing Pipe Elbows"]
[null,null,null,null,null,null,null,null,null,null,null,"23-27 53 11","Threaded Pipe Caps","23-27 53 11: Threaded Pipe Caps"]
[null,null,null,null,null,null,null,null,null,null,null,"23-27 53 17","Knurled Pipe Caps","23-27 53 17: Knurled Pipe Caps"]
[null,null,null,null,null,null,null,null,null,null,null,"23-27 53 19","Slotted Head Pipe Caps","23-27 53 19: Slotted Head Pipe Caps"]
[null,null,null,null,null,null,null,null,null,null,null,"23-27 53 25","Hanger Tip Pipe Caps","23-27 53 25: Hanger Tip Pipe Caps"]
[null,null,null,null,null,null,null,null,null,null,null,"23-27 53 27","Pull Tab Pipe Caps","23-27 53 27: Pull Tab Pipe Caps"]
[null,null,null,null,null,null,null,null,null,null,null,"23-27 55 11 11","Water Filters","23-27 55 11 11: Water Filters"]
[null,null,null,null,null,null,null,null,null,null,null,"23-27 55 13","Liquid Sterilizers","23-27 55 13: Liquid Sterilizers"]
[null,null,null,null,null,null,null,null,null,null,null,"23-27 55 19","Liquid Ionizers","23-27 55 19: Liquid Ionizers"]
[null,null,null,null,null,null,null,null,null,null,null,"23-27 55 21","Liquid Deionizers","23-27 55 21: Liquid Deionizers"]
[null,null,null,null,null,null,null,null,null,null,null,"23-27 55 23 15","Tray Type Liquid Deaerators","23-27 55 23 15: Tray Type Liquid Deaerators"]
[null,null,null,null,null,null,null,null,null,null,null,"23-27 55 25","Liquid Disinfecting Ultraviolet Lighting","23-27 55 25: Liquid Disinfecting Ultraviolet Lighting"]
[null,null,null,null,null,null,null,null,null,null,null,"23-27 55 29","Liquid Strainers","23-27 55 29: Liquid Strainers"]
[null,null,null,null,null,null,null,null,null,null,null,"23-27 55 29 11","Basket Strainers","23-27 55 29 11: Basket Strainers"]
[null,null,null,null,null,null,null,null,null,null,null,"23-27 55 29 17","Y Strainers","23-27 55 29 17: Y Strainers"]
[null,null,null,null,null,null,null,null,null,null,null,"23-27 55 29 19","Reverse Osmosis Units","23-27 55 29 19: Reverse Osmosis Units"]
[null,null,null,null,null,null,null,null,null,null,null,"23-27 55 31 11","Liquid Chemical Feeders","23-27 55 31 11: Liquid Chemical Feeders"]
[null,null,null,null,null,null,null,null,null,null,null,"23-27 55 31 13","Solid Chemical Feeders","23-27 55 31 13: Solid Chemical Feeders"]
[null,null,null,null,null,null,null,null,null,null,null,"23-27 55 33 11","Water Treatment Package Units","23-27 55 33 11: Water Treatment Package Units"]
[null,null,null,null,null,null,null,null,null,null,null,"23-27 55 35","Liquid Separators","23-27 55 35: Liquid Separators"]
[null,null,null,null,null,null,null,null,null,null,null,"23-27 55 35 15","Electrical Cyclone Liquid Separators","23-27 55 35 15: Electrical Cyclone Liquid Separators"]
[null,null,null,null,null,null,null,null,null,null,null,"23-27 55 35 17","Hydro Cyclone Liquid Separators","23-27 55 35 17: Hydro Cyclone Liquid Separators"]
[null,null,null,null,null,null,null,null,null,null,null,"23-27 55 35 25","Magnetic Electronic Water Treatment","23-27 55 35 25: Magnetic Electronic Water Treatment"]
[null,null,null,null,null,null,null,null,null,null,null,"23-27 55 35 27","Oil Water Curtain Separators","23-27 55 35 27: Oil Water Curtain Separators"]
[null,null,null,null,null,null,null,null,null,null,null,"23-27 57 13 11","Extractors for Process Air","23-27 57 13 11: Extractors for Process Air"]
[null,null,null,null,null,null,null,null,null,null,null,"23-27 57 15","Air Injectors","23-27 57 15: Air Injectors"]
[null,null,null,null,null,null,null,null,null,null,null,"23-27 57 19 11","Dual Throat Air Scrubbers","23-27 57 19 11: Dual Throat Air Scrubbers"]
[null,null,null,null,null,null,null,null,null,null,null,"23-27 57 19 13","Multiple Venture Air Scrubbers","23-27 57 19 13: Multiple Venture Air Scrubbers"]
[null,null,null,null,null,null,null,null,null,null,null,"23-27 57 21 11","Steam Treatment","23-27 57 21 11: Steam Treatment"]
[null,null,null,null,null,null,null,null,null,null,null,"23-27 57 21 13","Fuel Gas Treatment","23-27 57 21 13: Fuel Gas Treatment"]
[null,null,null,null,null,null,null,null,null,null,null,"23-27 57 25","Mechanically Aided Air Scrubbers","23-27 57 25: Mechanically Aided Air Scrubbers"]
[null,null,null,null,null,null,null,null,null,null,null,"23-27 57 27","Air Filters","23-27 57 27: Air Filters"]
[null,null,null,null,null,null,null,null,null,null,null,"23-27 57 27 11 13","Control Air Filter Assemblies","23-27 57 27 11 13: Control Air Filter Assemblies"]
[null,null,null,null,null,null,null,null,null,null,null,"23-27 57 27 13","High Efficiency Air Filters","23-27 57 27 13: High Efficiency Air Filters"]
[null,null,null,null,null,null,null,null,null,null,null,"23-27 57 27 19","Bag Filters","23-27 57 27 19: Bag Filters"]
[null,null,null,null,null,null,null,null,null,null,null,"23-27 57 27 23","Air Charcoal Filters","23-27 57 27 23: Air Charcoal Filters"]
[null,null,null,null,null,null,null,null,null,null,null,"23-27 57 31","Electronic Air Cleaners","23-27 57 31: Electronic Air Cleaners"]
[null,null,null,null,null,null,null,null,null,null,null,"23-27 57 33","Air Fresheners","23-27 57 33: Air Fresheners"]
[null,null,null,null,null,null,null,null,null,null,null,"23-27 57 35 13","Moisture Absorbents","23-27 57 35 13: Moisture Absorbents"]
[null,null,null,null,null,null,null,null,null,null,null,"23-27 59 11","Recycling Balers","23-27 59 11: Recycling Balers"]
[null,null,null,null,null,null,null,null,null,null,null,"23-27 59 11 15","Recycling Plastic Balers","23-27 59 11 15: Recycling Plastic Balers"]
[null,null,null,null,null,null,null,null,null,null,null,"23-27 59 11 17","Recycling Wood Balers","23-27 59 11 17: Recycling Wood Balers"]
[null,null,null,null,null,null,null,null,null,null,null,"23-27 59 15 11","Cardboard Compactors","23-27 59 15 11: Cardboard Compactors"]
[null,null,null,null,null,null,null,null,null,null,null,"23-27 59 15 13","Metal Compactors","23-27 59 15 13: Metal Compactors"]
[null,null,null,null,null,null,null,null,null,null,null,"23-27 59 15 19","Trash Compactors","23-27 59 15 19: Trash Compactors"]
[null,null,null,null,null,null,null,null,null,null,null,"23-27 59 15 21","Wood Compactors","23-27 59 15 21: Wood Compactors"]
[null,null,null,null,null,null,null,null,null,null,null,"23-27 63 11","Pipe Insulation","23-27 63 11: Pipe Insulation"]
[null,null,null,null,null,null,null,null,null,null,null,"23-27 63 13","Equipment Insulation Blankets","23-27 63 13: Equipment Insulation Blankets"]
[null,null,null,null,null,null,null,null,null,null,null,"23-27 67 11","Zinc Bars","23-27 67 11: Zinc Bars"]
[null,null,null,null,null,null,null,null,null,null,null,"23-27 71 11","Window Washing Systems","23-27 71 11: Window Washing Systems"]
[null,null,null,null,null,null,null,null,null,null,null,"23-27 71 17","Traveling Ladder Systems","23-27 71 17: Traveling Ladder Systems"]
[null,null,null,null,null,null,null,null,null,null,null,"23-27 71 19","Ancillary Building Maintenance Items","23-27 71 19: Ancillary Building Maintenance Items"]
[null,null,null,null,null,null,null,null,null,null,null,"23-27 71 21","Fall Arrest Systems","23-27 71 21: Fall Arrest Systems"]
[null,null,null,null,null,null,null,null,null,null,null,"23-29 11 11","Closed Circuit Television Equipment","23-29 11 11: Closed Circuit Television Equipment"]
[null,null,null,null,null,null,null,null,null,null,null,"23-29 11 11 15","CCTV Camera Enclosures","23-29 11 11 15: CCTV Camera Enclosures"]
[null,null,null,null,null,null,null,null,null,null,null,"23-29 11 11 17","Security Camera Controllers","23-29 11 11 17: Security Camera Controllers"]
[null,null,null,null,null,null,null,null,null,null,null,"23-29 11 13","Security Video Imaging System Equipment","23-29 11 13: Security Video Imaging System Equipment"]
[null,null,null,null,null,null,null,null,null,null,null,"23-29 11 13 11","Security Video Monitors","23-29 11 13 11: Security Video Monitors"]
[null,null,null,null,null,null,null,null,null,null,null,"23-29 11 13 13 13","Security Digital Video Recorders","23-29 11 13 13 13: Security Digital Video Recorders"]
[null,null,null,null,null,null,null,null,null,null,null,"23-29 11 15","Explosive Detectors","23-29 11 15: Explosive Detectors"]
[null,null,null,null,null,null,null,null,null,null,null,"23-29 11 15 11 13","Particulate Explosive Detectors","23-29 11 15 11 13: Particulate Explosive Detectors"]
[null,null,null,null,null,null,null,null,null,null,null,"23-29 11 17 11","Security Weather Resistant Walk Through Metal Detectors","23-29 11 17 11: Security Weather Resistant Walk Through Metal Detectors"]
[null,null,null,null,null,null,null,null,null,null,null,"23-29 11 17 15","Security Hand Held Metal Detectors","23-29 11 17 15: Security Hand Held Metal Detectors"]
[null,null,null,null,null,null,null,null,null,null,null,"23-29 11 19","Security X Ray Machines","23-29 11 19: Security X Ray Machines"]
[null,null,null,null,null,null,null,null,null,null,null,"23-29 11 21","Security Sensors","23-29 11 21: Security Sensors"]
[null,null,null,null,null,null,null,null,null,null,null,"23-29 11 21 11","Audio Security Sensors","23-29 11 21 11: Audio Security Sensors"]
[null,null,null,null,null,null,null,null,null,null,null,"23-29 11 21 17","Ultrasonic Security Sensors","23-29 11 21 17: Ultrasonic Security Sensors"]
[null,null,null,null,null,null,null,null,null,null,null,"23-29 11 21 19","Security Vibration Sensors","23-29 11 21 19: Security Vibration Sensors"]
[null,null,null,null,null,null,null,null,null,null,null,"23-29 11 23 13","Intrusion Detection Fiber Optic Fence Line Loops","23-29 11 23 13: Intrusion Detection Fiber Optic Fence Line Loops"]
[null,null,null,null,null,null,null,null,null,null,null,"23-29 11 23 15","Intrusion Detection Microwave Alarms","23-29 11 23 15: Intrusion Detection Microwave Alarms"]
[null,null,null,null,null,null,null,null,null,null,null,"23-29 11 23 21","Pressure Mats","23-29 11 23 21: Pressure Mats"]
[null,null,null,null,null,null,null,null,null,null,null,"23-29 11 23 23","Door Micro Switch Contacts","23-29 11 23 23: Door Micro Switch Contacts"]
[null,null,null,null,null,null,null,null,null,null,null,"23-29 11 23 29","Movement Vibration Detection","23-29 11 23 29: Movement Vibration Detection"]
[null,null,null,null,null,null,null,null,null,null,null,"23-29 11 23 31","Infra Red Radiation Personnel Detectors","23-29 11 23 31: Infra Red Radiation Personnel Detectors"]
[null,null,null,null,null,null,null,null,null,null,null,"23-29 11 23 35","Security Autodialers","23-29 11 23 35: Security Autodialers"]
[null,null,null,null,null,null,null,null,null,null,null,"23-29 11 25 13","Surveillance Mirrors","23-29 11 25 13: Surveillance Mirrors"]
[null,null,null,null,null,null,null,null,null,null,null,"23-29 11 25 19","Security Buzzers","23-29 11 25 19: Security Buzzers"]
[null,null,null,null,null,null,null,null,null,null,null,"23-29 11 27","Security Keypads","23-29 11 27: Security Keypads"]
[null,null,null,null,null,null,null,null,null,null,null,"23-29 11 29","Vehicle Inspection Devices","23-29 11 29: Vehicle Inspection Devices"]
[null,null,null,null,null,null,null,null,null,null,null,"23-29 11 29 11","Undercarriage Inspection Lighting","23-29 11 29 11: Undercarriage Inspection Lighting"]
[null,null,null,null,null,null,null,null,null,null,null,"23-29 13 11 13","Hand Geometry Readers","23-29 13 11 13: Hand Geometry Readers"]
[null,null,null,null,null,null,null,null,null,null,null,"23-29 13 11 15","Iris Scanners","23-29 13 11 15: Iris Scanners"]
[null,null,null,null,null,null,null,null,null,null,null,"23-29 13 13","Personnel Card Readers","23-29 13 13: Personnel Card Readers"]
[null,null,null,null,null,null,null,null,null,null,null,"23-29 13 13 11","Personnel Contact Card Readers","23-29 13 13 11: Personnel Contact Card Readers"]
[null,null,null,null,null,null,null,null,null,null,null,"23-29 13 13 11 15","Weigand Personnel Contact Card Readers","23-29 13 13 11 15: Weigand Personnel Contact Card Readers"]
[null,null,null,null,null,null,null,null,null,null,null,"23-29 13 13 13","Personnel Contactless Card Readers","23-29 13 13 13: Personnel Contactless Card Readers"]
[null,null,null,null,null,null,null,null,null,null,null,"23-29 13 13 13 15","Proximity Personnel Contactless Card Readers","23-29 13 13 13 15: Proximity Personnel Contactless Card Readers"]
[null,null,null,null,null,null,null,null,null,null,null,"23-29 13 19","Electronic Key Equipment","23-29 13 19: Electronic Key Equipment"]
[null,null,null,null,null,null,null,null,null,null,null,"23-29 13 23","Access Control Turnstiles","23-29 13 23: Access Control Turnstiles"]
[null,null,null,null,null,null,null,null,null,null,null,"23-29 13 23 11","Waist Height Turnstiles","23-29 13 23 11: Waist Height Turnstiles"]
[null,null,null,null,null,null,null,null,null,null,null,"23-29 15 11","Vaults","23-29 15 11: Vaults"]
[null,null,null,null,null,null,null,null,null,null,null,"23-29 15 11 11","Prefabricated Room Vaults","23-29 15 11 11: Prefabricated Room Vaults"]
[null,null,null,null,null,null,null,null,null,null,null,"23-29 15 13","Safes","23-29 15 13: Safes"]
[null,null,null,null,null,null,null,null,null,null,null,"23-29 15 13 11","Commercial Safes","23-29 15 13 11: Commercial Safes"]
[null,null,null,null,null,null,null,null,null,null,null,"23-29 15 15 11","Metal Lockers","23-29 15 15 11: Metal Lockers"]
[null,null,null,null,null,null,null,null,null,null,null,"23-29 15 15 13","Wood Lockers","23-29 15 15 13: Wood Lockers"]
[null,null,null,null,null,null,null,null,null,null,null,"23-29 15 15 19","Glass Lockers","23-29 15 15 19: Glass Lockers"]
[null,null,null,null,null,null,null,null,null,null,null,"23-29 15 15 21","Wire Mesh Storage Lockers","23-29 15 15 21: Wire Mesh Storage Lockers"]
[null,null,null,null,null,null,null,null,null,null,null,"23-29 17 13 11","Combination Padlocks","23-29 17 13 11: Combination Padlocks"]
[null,null,null,null,null,null,null,null,null,null,null,"23-29 17 13 13","Pin Tumbler Padlocks","23-29 17 13 13: Pin Tumbler Padlocks"]
[null,null,null,null,null,null,null,null,null,null,null,"23-29 21 11","Centralized Code Reading Equipment","23-29 21 11: Centralized Code Reading Equipment"]
[null,null,null,null,null,null,null,null,null,null,null,"23-29 23 13","Fireproofing Fillers for Threaded Couplings","23-29 23 13: Fireproofing Fillers for Threaded Couplings"]
[null,null,null,null,null,null,null,null,null,null,null,"23-29 25 11","Fire Fighting Terminals","23-29 25 11: Fire Fighting Terminals"]
[null,null,null,null,null,null,null,null,null,null,null,"23-29 25 11 11","Fire Fighting Terminal Components","23-29 25 11 11: Fire Fighting Terminal Components"]
[null,null,null,null,null,null,null,null,null,null,null,"23-29 25 11 17","Foam Fire Fighting Terminals","23-29 25 11 17: Foam Fire Fighting Terminals"]
[null,null,null,null,null,null,null,null,null,null,null,"23-29 25 11 19","Powder Fire Fighting Terminals","23-29 25 11 19: Powder Fire Fighting Terminals"]
[null,null,null,null,null,null,null,null,null,null,null,"23-29 25 13","Fire Hydrants","23-29 25 13: Fire Hydrants"]
[null,null,null,null,null,null,null,null,null,null,null,"23-29 25 13 11","Dry Barrel Fire Hydrants","23-29 25 13 11: Dry Barrel Fire Hydrants"]
[null,null,null,null,null,null,null,null,null,null,null,"23-29 25 15 11","Fire Hoses","23-29 25 15 11: Fire Hoses"]
[null,null,null,null,null,null,null,null,null,null,null,"23-29 25 15 13","Fire Hose Outlets","23-29 25 15 13: Fire Hose Outlets"]
[null,null,null,null,null,null,null,null,null,null,null,"23-29 25 15 19","Fire Hose Connectors","23-29 25 15 19: Fire Hose Connectors"]
[null,null,null,null,null,null,null,null,null,null,null,"23-29 25 15 19 11","Fire Fighting Standpipes","23-29 25 15 19 11: Fire Fighting Standpipes"]
[null,null,null,null,null,null,null,null,null,null,null,"23-29 25 17 11","Fire Fog Nozzles","23-29 25 17 11: Fire Fog Nozzles"]
[null,null,null,null,null,null,null,null,null,null,null,"23-29 25 17 13","Fire Stream Nozzles","23-29 25 17 13: Fire Stream Nozzles"]
[null,null,null,null,null,null,null,null,null,null,null,"23-29 25 19 11 11","Stored Pressure Fire Extinguishers With Gauge","23-29 25 19 11 11: Stored Pressure Fire Extinguishers With Gauge"]
[null,null,null,null,null,null,null,null,null,null,null,"23-29 25 19 13","Non Stainless Steel Fire Extinguishers","23-29 25 19 13: Non Stainless Steel Fire Extinguishers"]
[null,null,null,null,null,null,null,null,null,null,null,"23-29 25 19 17 11","Gas Cart Fire Extinguishers With Gauge","23-29 25 19 17 11: Gas Cart Fire Extinguishers With Gauge"]
[null,null,null,null,null,null,null,null,null,null,null,"23-29 25 19 19","Foam Fire Extinguishers","23-29 25 19 19: Foam Fire Extinguishers"]
[null,null,null,null,null,null,null,null,null,null,null,"23-29 29 11 11","Addressable Fire Alarm Pull Stations","23-29 29 11 11: Addressable Fire Alarm Pull Stations"]
[null,null,null,null,null,null,null,null,null,null,null,"23-29 29 11 13","Non Addressable Fire Alarm Pull Stations","23-29 29 11 13: Non Addressable Fire Alarm Pull Stations"]
[null,null,null,null,null,null,null,null,null,null,null,"23-29 29 13 11 11","Spot Type Photoelectric Smoke Detectors","23-29 29 13 11 11: Spot Type Photoelectric Smoke Detectors"]
[null,null,null,null,null,null,null,null,null,null,null,"23-29 29 13 11 13","Spot Type Ionization Smoke Detectors","23-29 29 13 11 13: Spot Type Ionization Smoke Detectors"]
[null,null,null,null,null,null,null,null,null,null,null,"23-29 29 13 11 19","Beam Type Smoke Detectors","23-29 29 13 11 19: Beam Type Smoke Detectors"]
[null,null,null,null,null,null,null,null,null,null,null,"23-29 29 13 13","Heat Detectors","23-29 29 13 13: Heat Detectors"]
[null,null,null,null,null,null,null,null,null,null,null,"23-29 29 13 15","Flame Detectors","23-29 29 13 15: Flame Detectors"]
[null,null,null,null,null,null,null,null,null,null,null,"23-29 29 13 17","Spark and Ember Detectors","23-29 29 13 17: Spark and Ember Detectors"]
[null,null,null,null,null,null,null,null,null,null,null,"23-29 29 15 13","Paddle Fire Alarm Water Flow Switches","23-29 29 15 13: Paddle Fire Alarm Water Flow Switches"]
[null,null,null,null,null,null,null,null,null,null,null,"23-29 29 15 15","Fire Tamper Switches","23-29 29 15 15: Fire Tamper Switches"]
[null,null,null,null,null,null,null,null,null,null,null,"23-29 31 11 13","Visible Fire Alarm Annunicator Panels","23-29 31 11 13: Visible Fire Alarm Annunicator Panels"]
[null,null,null,null,null,null,null,null,null,null,null,"23-29 31 11 15","Combination Fire Alarm Annunicator Panels","23-29 31 11 15: Combination Fire Alarm Annunicator Panels"]
[null,null,null,null,null,null,null,null,null,null,null,"23-29 31 13 13","Secondary Fire Alarm Control Panels","23-29 31 13 13: Secondary Fire Alarm Control Panels"]
[null,null,null,null,null,null,null,null,null,null,null,"23-29 31 13 15","Fire Alarm Audio Control Panels","23-29 31 13 15: Fire Alarm Audio Control Panels"]
[null,null,null,null,null,null,null,null,null,null,null,"23-29 31 15 11","Audible Fire Notification Devices Bell","23-29 31 15 11: Audible Fire Notification Devices Bell"]
[null,null,null,null,null,null,null,null,null,null,null,"23-29 31 15 13","Audible Fire Notification Devices Horn","23-29 31 15 13: Audible Fire Notification Devices Horn"]
[null,null,null,null,null,null,null,null,null,null,null,"23-29 31 17","Visible Fire Notification Devices","23-29 31 17: Visible Fire Notification Devices"]
[null,null,null,null,null,null,null,null,null,null,null,"23-29 31 17 11","Visible Fire Notification Device Lights","23-29 31 17 11: Visible Fire Notification Device Lights"]
[null,null,null,null,null,null,null,null,null,null,null,"23-29 31 23","Fire Alarm Central Stations","23-29 31 23: Fire Alarm Central Stations"]
[null,null,null,null,null,null,null,null,null,null,null,"23-29 31 23 11","Fire Alarm Central Station Transmitters","23-29 31 23 11: Fire Alarm Central Station Transmitters"]
[null,null,null,null,null,null,null,null,null,null,null,"23-29 31 25","Fire Alarm Event Recorders","23-29 31 25: Fire Alarm Event Recorders"]
[null,null,null,null,null,null,null,null,null,null,null,"23-29 31 27","Fire Alarm Event Printers","23-29 31 27: Fire Alarm Event Printers"]
[null,null,null,null,null,null,null,null,null,null,null,"23-29 31 35","Jockey Pump Controllers","23-29 31 35: Jockey Pump Controllers"]
[null,null,null,null,null,null,null,null,null,null,null,"23-29 33 11","Water Based Suppression Equipment","23-29 33 11: Water Based Suppression Equipment"]
[null,null,null,null,null,null,null,null,null,null,null,"23-29 33 11 11 13","Dry Pendant Sprinkler Heads","23-29 33 11 11 13: Dry Pendant Sprinkler Heads"]
[null,null,null,null,null,null,null,null,null,null,null,"23-29 33 11 11 15","Open Pendant Sprinkler Heads","23-29 33 11 11 15: Open Pendant Sprinkler Heads"]
[null,null,null,null,null,null,null,null,null,null,null,"23-29 33 11 13 13","Dry Upright Sprinkler Heads","23-29 33 11 13 13: Dry Upright Sprinkler Heads"]
[null,null,null,null,null,null,null,null,null,null,null,"23-29 33 11 13 15","Open Upright Sprinkler Heads","23-29 33 11 13 15: Open Upright Sprinkler Heads"]
[null,null,null,null,null,null,null,null,null,null,null,"23-29 33 11 15 13","Dry Side Wall Sprinkler Heads","23-29 33 11 15 13: Dry Side Wall Sprinkler Heads"]
[null,null,null,null,null,null,null,null,null,null,null,"23-29 33 11 17","Dry Pipe Valves","23-29 33 11 17: Dry Pipe Valves"]
[null,null,null,null,null,null,null,null,null,null,null,"23-29 33 13 11","Clean Agent Gaseous Suppression Equipment","23-29 33 13 11: Clean Agent Gaseous Suppression Equipment"]
[null,null,null,null,null,null,null,null,null,null,null,"23-29 33 13 13","Carbon Dioxide Suppression Equipment","23-29 33 13 13: Carbon Dioxide Suppression Equipment"]
[null,null,null,null,null,null,null,null,null,null,null,"23-29 33 13 19","Dry Chemical Fire Suppression Equipment","23-29 33 13 19: Dry Chemical Fire Suppression Equipment"]
[null,null,null,null,null,null,null,null,null,null,null,"23-29 33 13 21","Foam Fire Suppression Equipment","23-29 33 13 21: Foam Fire Suppression Equipment"]
[null,null,null,null,null,null,null,null,null,null,null,"23-29 35 13","Evacuation Slides","23-29 35 13: Evacuation Slides"]
[null,null,null,null,null,null,null,null,null,null,null,"23-29 37 13","Emergency Eye Wash Stations","23-29 37 13: Emergency Eye Wash Stations"]
[null,null,null,null,null,null,null,null,null,null,null,"23-29 37 13 15","Combination Emergency Eye Wash Stations","23-29 37 13 15: Combination Emergency Eye Wash Stations"]
[null,null,null,null,null,null,null,null,null,null,null,"23-29 37 13 17","Dedicated Emergency Eye Wash Stations","23-29 37 13 17: Dedicated Emergency Eye Wash Stations"]
[null,null,null,null,null,null,null,null,null,null,null,"23-29 37 15 13","Dedicated Emergency Showers","23-29 37 15 13: Dedicated Emergency Showers"]
[null,null,null,null,null,null,null,null,null,null,null,"23-29 39 11","Environmental Spill Kits","23-29 39 11: Environmental Spill Kits"]
[null,null,null,null,null,null,null,null,null,null,null,"23-29 39 13 13","Water Pollution Monitoring Systems","23-29 39 13 13: Water Pollution Monitoring Systems"]
[null,null,null,null,null,null,null,null,null,null,null,"23-29 39 15","Built In Failure Detection","23-29 39 15: Built In Failure Detection"]
[null,null,null,null,null,null,null,null,null,null,null,"23-29 39 15 13 11","Gas Leak Detection Agents","23-29 39 15 13 11: Gas Leak Detection Agents"]
[null,null,null,null,null,null,null,null,null,null,null,"23-29 39 15 13 13","Water Leak Detection","23-29 39 15 13 13: Water Leak Detection"]
[null,null,null,null,null,null,null,null,null,null,null,"23-31 11 11 13","Bathtub Ball Faucets","23-31 11 11 13: Bathtub Ball Faucets"]
[null,null,null,null,null,null,null,null,null,null,null,"23-31 11 11 15","Shower Ball Faucets","23-31 11 11 15: Shower Ball Faucets"]
[null,null,null,null,null,null,null,null,null,null,null,"23-31 11 13 13","Bathtub Compression Faucets","23-31 11 13 13: Bathtub Compression Faucets"]
[null,null,null,null,null,null,null,null,null,null,null,"23-31 11 13 15","Shower Compression Faucets","23-31 11 13 15: Shower Compression Faucets"]
[null,null,null,null,null,null,null,null,null,null,null,"23-31 11 15 11","Sink Cartridge Faucets","23-31 11 15 11: Sink Cartridge Faucets"]
[null,null,null,null,null,null,null,null,null,null,null,"23-31 11 17","Disc Faucets","23-31 11 17: Disc Faucets"]
[null,null,null,null,null,null,null,null,null,null,null,"23-31 11 17 15","Shower Disc Faucets","23-31 11 17 15: Shower Disc Faucets"]
[null,null,null,null,null,null,null,null,null,null,null,"23-31 11 19","Faucet Mixing Valves","23-31 11 19: Faucet Mixing Valves"]
[null,null,null,null,null,null,null,null,null,null,null,"23-31 11 19 15","Pressure Balanced Faucet Mixing Valves","23-31 11 19 15: Pressure Balanced Faucet Mixing Valves"]
[null,null,null,null,null,null,null,null,null,null,null,"23-31 13 11","Single Sinks","23-31 13 11: Single Sinks"]
[null,null,null,null,null,null,null,null,null,null,null,"23-31 13 17","Sink Components","23-31 13 17: Sink Components"]
[null,null,null,null,null,null,null,null,null,null,null,"23-31 13 17 11","Sink Splashbacks","23-31 13 17 11: Sink Splashbacks"]
[null,null,null,null,null,null,null,null,null,null,null,"23-31 13 19 11","Sacristy","23-31 13 19 11: Sacristy"]
[null,null,null,null,null,null,null,null,null,null,null,"23-31 13 19 13","Darkroom Sinks","23-31 13 19 13: Darkroom Sinks"]
[null,null,null,null,null,null,null,null,null,null,null,"23-31 13 19 19","Service Sinks","23-31 13 19 19: Service Sinks"]
[null,null,null,null,null,null,null,null,null,null,null,"23-31 15 11","Bath Shower Units","23-31 15 11: Bath Shower Units"]
[null,null,null,null,null,null,null,null,null,null,null,"23-31 15 17","Bathtub Components","23-31 15 17: Bathtub Components"]
[null,null,null,null,null,null,null,null,null,null,null,"23-31 15 17 15","Bathtub Panels","23-31 15 17 15: Bathtub Panels"]
[null,null,null,null,null,null,null,null,null,null,null,"23-31 15 17 19","Bathtub Screens","23-31 15 17 19: Bathtub Screens"]
[null,null,null,null,null,null,null,null,null,null,null,"23-31 15 17 21","Bathtub Grab Bars","23-31 15 17 21: Bathtub Grab Bars"]
[null,null,null,null,null,null,null,null,null,null,null,"23-31 17 13","Shower Receptors","23-31 17 13: Shower Receptors"]
[null,null,null,null,null,null,null,null,null,null,null,"23-31 17 15","Shower Enclosure Bases","23-31 17 15: Shower Enclosure Bases"]
[null,null,null,null,null,null,null,null,null,null,null,"23-31 17 21","Shower Splashbacks","23-31 17 21: Shower Splashbacks"]
[null,null,null,null,null,null,null,null,null,null,null,"23-31 17 23","Shower Seats","23-31 17 23: Shower Seats"]
[null,null,null,null,null,null,null,null,null,null,null,"23-31 17 29","Shower Drains","23-31 17 29: Shower Drains"]
[null,null,null,null,null,null,null,null,null,null,null,"23-31 17 31","Shower Rods","23-31 17 31: Shower Rods"]
[null,null,null,null,null,null,null,null,null,null,null,"23-31 19 13","Incinerating Toilets","23-31 19 13: Incinerating Toilets"]
[null,null,null,null,null,null,null,null,null,null,null,"23-31 19 15","Tankless Toilets","23-31 19 15: Tankless Toilets"]
[null,null,null,null,null,null,null,null,null,null,null,"23-31 19 17","Toilets With Tank","23-31 19 17: Toilets With Tank"]
[null,null,null,null,null,null,null,null,null,null,null,"23-31 19 17 11","Floor Mounted Toilets With Tank","23-31 19 17 11: Floor Mounted Toilets With Tank"]
[null,null,null,null,null,null,null,null,null,null,null,"23-31 19 19 11","Water Operated Water Closets","23-31 19 19 11: Water Operated Water Closets"]
[null,null,null,null,null,null,null,null,null,null,null,"23-31 19 19 15","Sanitary Macerators","23-31 19 19 15: Sanitary Macerators"]
[null,null,null,null,null,null,null,null,null,null,null,"23-31 19 19 21","Sanitary Disposal Connectors","23-31 19 19 21: Sanitary Disposal Connectors"]
[null,null,null,null,null,null,null,null,null,null,null,"23-31 21 11","Incinerating Urinals","23-31 21 11: Incinerating Urinals"]
[null,null,null,null,null,null,null,null,null,null,null,"23-31 21 13 13","Wall Mounted Water Flush Urinals","23-31 21 13 13: Wall Mounted Water Flush Urinals"]
[null,null,null,null,null,null,null,null,null,null,null,"23-31 21 15","Waterless Urinals","23-31 21 15: Waterless Urinals"]
[null,null,null,null,null,null,null,null,null,null,null,"23-31 25 11","Restroom Partitions","23-31 25 11: Restroom Partitions"]
[null,null,null,null,null,null,null,null,null,null,null,"23-31 25 11 11","Toilet Partitions","23-31 25 11 11: Toilet Partitions"]
[null,null,null,null,null,null,null,null,null,null,null,"23-31 25 11 17","Shower Partitions","23-31 25 11 17: Shower Partitions"]
[null,null,null,null,null,null,null,null,null,null,null,"23-31 25 13","Bathroom Cabinets","23-31 25 13: Bathroom Cabinets"]
[null,null,null,null,null,null,null,null,null,null,null,"23-31 25 19","Restroom Paper Towel Accessories","23-31 25 19: Restroom Paper Towel Accessories"]
[null,null,null,null,null,null,null,null,null,null,null,"23-31 25 19 11","Paper Towel Dispensers","23-31 25 19 11: Paper Towel Dispensers"]
[null,null,null,null,null,null,null,null,null,null,null,"23-31 25 23","Feminine Hygiene Components","23-31 25 23: Feminine Hygiene Components"]
[null,null,null,null,null,null,null,null,null,null,null,"23-31 25 23 11","Sanitary Napkin Dispensers","23-31 25 23 11: Sanitary Napkin Dispensers"]
[null,null,null,null,null,null,null,null,null,null,null,"23-31 25 23 19","Combination Sanitary Napkin and Tampon Dispensers","23-31 25 23 19: Combination Sanitary Napkin and Tampon Dispensers"]
[null,null,null,null,null,null,null,null,null,null,null,"23-31 25 23 21","Combination Sanitary Napkin and Tampon Dispenser With Disposal Units","23-31 25 23 21: Combination Sanitary Napkin and Tampon Dispenser With Disposal Units"]
[null,null,null,null,null,null,null,null,null,null,null,"23-31 25 25 13","Water Heated Towel Bars","23-31 25 25 13: Water Heated Towel Bars"]
[null,null,null,null,null,null,null,null,null,null,null,"23-31 25 27","Robe Hooks","23-31 25 27: Robe Hooks"]
[null,null,null,null,null,null,null,null,null,null,null,"23-31 25 29 13","Hand Soap Dispensers","23-31 25 29 13: Hand Soap Dispensers"]
[null,null,null,null,null,null,null,null,null,null,null,"23-31 25 31","Diaper Changing Units","23-31 25 31: Diaper Changing Units"]
[null,null,null,null,null,null,null,null,null,null,null,"23-31 27 13","Floor Drain Plug Chains","23-31 27 13: Floor Drain Plug Chains"]
[null,null,null,null,null,null,null,null,null,null,null,"23-31 27 15","Floor Drain Covers","23-31 27 15: Floor Drain Covers"]
[null,null,null,null,null,null,null,null,null,null,null,"23-31 29 11 13","Gas Instantaneous Hot Water Heaters","23-31 29 11 13: Gas Instantaneous Hot Water Heaters"]
[null,null,null,null,null,null,null,null,null,null,null,"23-31 29 13","Hot Water Tank Heaters","23-31 29 13: Hot Water Tank Heaters"]
[null,null,null,null,null,null,null,null,null,null,null,"23-31 29 13 15","Hot Water Tank Steam Heaters","23-31 29 13 15: Hot Water Tank Steam Heaters"]
[null,null,null,null,null,null,null,null,null,null,null,"23-31 29 13 17","Hot Water Tank Fuel Oil Heaters","23-31 29 13 17: Hot Water Tank Fuel Oil Heaters"]
[null,null,null,null,null,null,null,null,null,null,null,"23-31 33 11","Complete Bathroom Suites","23-31 33 11: Complete Bathroom Suites"]
[null,null,null,null,null,null,null,null,null,null,null,"23-31 35 13","Tubing Couplings","23-31 35 13: Tubing Couplings"]
[null,null,null,null,null,null,null,null,null,null,null,"23-31 35 19","Tubing Tees","23-31 35 19: Tubing Tees"]
[null,null,null,null,null,null,null,null,null,null,null,"23-33 11 11","Boiler Controls","23-33 11 11: Boiler Controls"]
[null,null,null,null,null,null,null,null,null,null,null,"23-33 11 13","Condensing Boilers","23-33 11 13: Condensing Boilers"]
[null,null,null,null,null,null,null,null,null,null,null,"23-33 11 15","Fire Tube Boilers","23-33 11 15: Fire Tube Boilers"]
[null,null,null,null,null,null,null,null,null,null,null,"23-33 11 15 15","Low Pressure Steam Fire Tube Boilers","23-33 11 15 15: Low Pressure Steam Fire Tube Boilers"]
[null,null,null,null,null,null,null,null,null,null,null,"23-33 11 15 17","Low Temperature Hot Water Fire Tube Boilers","23-33 11 15 17: Low Temperature Hot Water Fire Tube Boilers"]
[null,null,null,null,null,null,null,null,null,null,null,"23-33 11 17 13","High Temperature Hot Water Flexible Tube Boilers","23-33 11 17 13: High Temperature Hot Water Flexible Tube Boilers"]
[null,null,null,null,null,null,null,null,null,null,null,"23-33 11 17 15","Low Pressure Steam Flexible Tube Boilers","23-33 11 17 15: Low Pressure Steam Flexible Tube Boilers"]
[null,null,null,null,null,null,null,null,null,null,null,"23-33 11 19 11","Low Pressure Steam Sectionalized Cast Iron Boilers","23-33 11 19 11: Low Pressure Steam Sectionalized Cast Iron Boilers"]
[null,null,null,null,null,null,null,null,null,null,null,"23-33 11 19 13","Low Temperature Hot Water Sectionalized Cast Iron Boilers","23-33 11 19 13: Low Temperature Hot Water Sectionalized Cast Iron Boilers"]
[null,null,null,null,null,null,null,null,null,null,null,"23-33 11 21 13","High Temperature Hot Water Water Tube Boilers","23-33 11 21 13: High Temperature Hot Water Water Tube Boilers"]
[null,null,null,null,null,null,null,null,null,null,null,"23-33 11 21 15","Low Pressure Steam Water Tube Boilers","23-33 11 21 15: Low Pressure Steam Water Tube Boilers"]
[null,null,null,null,null,null,null,null,null,null,null,"23-33 11 23 11","Boiler Joint Fillers and Sealants","23-33 11 23 11: Boiler Joint Fillers and Sealants"]
[null,null,null,null,null,null,null,null,null,null,null,"23-33 11 23 13","Boiler Fuel Burners","23-33 11 23 13: Boiler Fuel Burners"]
[null,null,null,null,null,null,null,null,null,null,null,"23-33 11 23 19","Boiler Induction Blowers","23-33 11 23 19: Boiler Induction Blowers"]
[null,null,null,null,null,null,null,null,null,null,null,"23-33 11 23 21","Boiler Fuel Gas Heat Recovery Devices","23-33 11 23 21: Boiler Fuel Gas Heat Recovery Devices"]
[null,null,null,null,null,null,null,null,null,null,null,"23-33 13 11 11","Furnace Control Panels","23-33 13 11 11: Furnace Control Panels"]
[null,null,null,null,null,null,null,null,null,null,null,"23-33 13 11 13","Furnace Burner Controls","23-33 13 11 13: Furnace Burner Controls"]
[null,null,null,null,null,null,null,null,null,null,null,"23-33 13 17","Natural Gas Fired Furnaces","23-33 13 17: Natural Gas Fired Furnaces"]
[null,null,null,null,null,null,null,null,null,null,null,"23-33 13 19","Gasoline Fired Furnaces","23-33 13 19: Gasoline Fired Furnaces"]
[null,null,null,null,null,null,null,null,null,null,null,"23-33 13 25","Propane Fired Furnaces","23-33 13 25: Propane Fired Furnaces"]
[null,null,null,null,null,null,null,null,null,null,null,"23-33 13 27","Furnace Components","23-33 13 27: Furnace Components"]
[null,null,null,null,null,null,null,null,null,null,null,"23-33 13 27 15","Furnace Fuel Oil Filters","23-33 13 27 15: Furnace Fuel Oil Filters"]
[null,null,null,null,null,null,null,null,null,null,null,"23-33 13 27 17","Furnace Nozzles","23-33 13 27 17: Furnace Nozzles"]
[null,null,null,null,null,null,null,null,null,null,null,"23-33 15 11 13","Outdoor Propane HVAC Heaters","23-33 15 11 13: Outdoor Propane HVAC Heaters"]
[null,null,null,null,null,null,null,null,null,null,null,"23-33 15 13","Heating Stoves","23-33 15 13: Heating Stoves"]
[null,null,null,null,null,null,null,null,null,null,null,"23-33 15 13 15","Welded Steel Heating Stoves","23-33 15 13 15: Welded Steel Heating Stoves"]
[null,null,null,null,null,null,null,null,null,null,null,"23-33 15 13 17","Heating Stove Components ","23-33 15 13 17: Heating Stove Components "]
[null,null,null,null,null,null,null,null,null,null,null,"23-33 15 13 17 15","Heating Stove Pipes","23-33 15 13 17 15: Heating Stove Pipes"]
[null,null,null,null,null,null,null,null,null,null,null,"23-33 15 15","Specialized Surface Heating Products","23-33 15 15: Specialized Surface Heating Products"]
[null,null,null,null,null,null,null,null,null,null,null,"23-33 15 15 11 13","Heating Sheets for Ceilings","23-33 15 15 11 13: Heating Sheets for Ceilings"]
[null,null,null,null,null,null,null,null,null,null,null,"23-33 15 15 11 15","Embedded Electric Heating Sheets","23-33 15 15 11 15: Embedded Electric Heating Sheets"]
[null,null,null,null,null,null,null,null,null,null,null,"23-33 15 15 15","Pipe Heat Tape","23-33 15 15 15: Pipe Heat Tape"]
[null,null,null,null,null,null,null,null,null,null,null,"23-33 15 15 17","Cable Heat Trace","23-33 15 15 17: Cable Heat Trace"]
[null,null,null,null,null,null,null,null,null,null,null,"23-33 15 17","Fuel Fired HVAC Heaters","23-33 15 17: Fuel Fired HVAC Heaters"]
[null,null,null,null,null,null,null,null,null,null,null,"23-33 15 17 11","Fuel Fired HVAC Duct Heaters","23-33 15 17 11: Fuel Fired HVAC Duct Heaters"]
[null,null,null,null,null,null,null,null,null,null,null,"23-33 15 17 17","Fuel Fired HVAC Air Heaters","23-33 15 17 17: Fuel Fired HVAC Air Heaters"]
[null,null,null,null,null,null,null,null,null,null,null,"23-33 15 19 11","Forced Air Fuel Fired HVAC Duct Heaters","23-33 15 19 11: Forced Air Fuel Fired HVAC Duct Heaters"]
[null,null,null,null,null,null,null,null,null,null,null,"23-33 15 19 17","Forced Air Fuel Fired HVAC Air Heaters","23-33 15 19 17: Forced Air Fuel Fired HVAC Air Heaters"]
[null,null,null,null,null,null,null,null,null,null,null,"23-33 15 21","Hydronic HVAC Heaters","23-33 15 21: Hydronic HVAC Heaters"]
[null,null,null,null,null,null,null,null,null,null,null,"23-33 15 21 15","Plate Radiators","23-33 15 21 15: Plate Radiators"]
[null,null,null,null,null,null,null,null,null,null,null,"23-33 15 21 17","Radiation Heating Panels","23-33 15 21 17: Radiation Heating Panels"]
[null,null,null,null,null,null,null,null,null,null,null,"23-33 15 23 13","Forced Air Finned Tube Radiators","23-33 15 23 13: Forced Air Finned Tube Radiators"]
[null,null,null,null,null,null,null,null,null,null,null,"23-33 15 23 15","Forced Air Plate Radiators","23-33 15 23 15: Forced Air Plate Radiators"]
[null,null,null,null,null,null,null,null,null,null,null,"23-33 15 25 11","Halogen Electric HVAC Heaters","23-33 15 25 11: Halogen Electric HVAC Heaters"]
[null,null,null,null,null,null,null,null,null,null,null,"23-33 15 25 13","Infrared Plate HVAC Heaters","23-33 15 25 13: Infrared Plate HVAC Heaters"]
[null,null,null,null,null,null,null,null,null,null,null,"23-33 15 27","Forced Air Electric HVAC Heaters","23-33 15 27: Forced Air Electric HVAC Heaters"]
[null,null,null,null,null,null,null,null,null,null,null,"23-33 15 27 11","Forced Air Halogen Electric HVAC Heaters","23-33 15 27 11: Forced Air Halogen Electric HVAC Heaters"]
[null,null,null,null,null,null,null,null,null,null,null,"23-33 15 27 17","Forced Air Electric HVAC Resitive Unit Heaters","23-33 15 27 17: Forced Air Electric HVAC Resitive Unit Heaters"]
[null,null,null,null,null,null,null,null,null,null,null,"23-33 15 29","HVAC Steam Hot Water Converters","23-33 15 29: HVAC Steam Hot Water Converters"]
[null,null,null,null,null,null,null,null,null,null,null,"23-33 17 11 11","Air Source Packaged Heat Pumps","23-33 17 11 11: Air Source Packaged Heat Pumps"]
[null,null,null,null,null,null,null,null,null,null,null,"23-33 17 13 11","Air Source Split System Heat Pumps","23-33 17 13 11: Air Source Split System Heat Pumps"]
[null,null,null,null,null,null,null,null,null,null,null,"23-33 19 11 11","Refrigerant Liquid","23-33 19 11 11: Refrigerant Liquid"]
[null,null,null,null,null,null,null,null,null,null,null,"23-33 21 11","Absorption Chillers","23-33 21 11: Absorption Chillers"]
[null,null,null,null,null,null,null,null,null,null,null,"23-33 21 13","Chillers","23-33 21 13: Chillers"]
[null,null,null,null,null,null,null,null,null,null,null,"23-33 21 13 11","Central Package Unit Chillers","23-33 21 13 11: Central Package Unit Chillers"]
[null,null,null,null,null,null,null,null,null,null,null,"23-33 21 13 13 13","Split System Centrifugal Chillers","23-33 21 13 13 13: Split System Centrifugal Chillers"]
[null,null,null,null,null,null,null,null,null,null,null,"23-33 21 13 15","Reciprocating Chillers","23-33 21 13 15: Reciprocating Chillers"]
[null,null,null,null,null,null,null,null,null,null,null,"23-33 21 13 17","Rotary Chillers","23-33 21 13 17: Rotary Chillers"]
[null,null,null,null,null,null,null,null,null,null,null,"23-33 21 13 17 11","Packaged Rotary Chillers","23-33 21 13 17 11: Packaged Rotary Chillers"]
[null,null,null,null,null,null,null,null,null,null,null,"23-33 21 13 19 11","Packaged Rotary Screw Chillers","23-33 21 13 19 11: Packaged Rotary Screw Chillers"]
[null,null,null,null,null,null,null,null,null,null,null,"23-33 21 13 19 13","Split System Rotary Screw Chillers","23-33 21 13 19 13: Split System Rotary Screw Chillers"]
[null,null,null,null,null,null,null,null,null,null,null,"23-33 21 13 21 13","Split System Screw Chillers","23-33 21 13 21 13: Split System Screw Chillers"]
[null,null,null,null,null,null,null,null,null,null,null,"23-33 21 13 23 13","Split System Scroll Chillers","23-33 21 13 23 13: Split System Scroll Chillers"]
[null,null,null,null,null,null,null,null,null,null,null,"23-33 23 13","Natural Draft Cooling Towers","23-33 23 13: Natural Draft Cooling Towers"]
[null,null,null,null,null,null,null,null,null,null,null,"23-33 23 15","Cooling Ponds","23-33 23 15: Cooling Ponds"]
[null,null,null,null,null,null,null,null,null,null,null,"23-33 25 11 13","Built Up Rooftop Air Handling Units","23-33 25 11 13: Built Up Rooftop Air Handling Units"]
[null,null,null,null,null,null,null,null,null,null,null,"23-33 25 13","Customized Air Handling Units","23-33 25 13: Customized Air Handling Units"]
[null,null,null,null,null,null,null,null,null,null,null,"23-33 25 15","Heating and Ventilating Units","23-33 25 15: Heating and Ventilating Units"]
[null,null,null,null,null,null,null,null,null,null,null,"23-33 25 17","Modular Air Handling Units","23-33 25 17: Modular Air Handling Units"]
[null,null,null,null,null,null,null,null,null,null,null,"23-33 25 19","Pre Fabricated Air Handling Units","23-33 25 19: Pre Fabricated Air Handling Units"]
[null,null,null,null,null,null,null,null,null,null,null,"23-33 27 11","Air Washers","23-33 27 11: Air Washers"]
[null,null,null,null,null,null,null,null,null,null,null,"23-33 27 13","Dehumidifiers","23-33 27 13: Dehumidifiers"]
[null,null,null,null,null,null,null,null,null,null,null,"23-33 27 13 11","Dehumidifiers","23-33 27 13 11: Dehumidifiers"]
[null,null,null,null,null,null,null,null,null,null,null,"23-33 27 13 15","Portable Dehumidifiers","23-33 27 13 15: Portable Dehumidifiers"]
[null,null,null,null,null,null,null,null,null,null,null,"23-33 27 15","Air Humidifiers","23-33 27 15: Air Humidifiers"]
[null,null,null,null,null,null,null,null,null,null,null,"23-33 29 13","Backdraft Dampers","23-33 29 13: Backdraft Dampers"]
[null,null,null,null,null,null,null,null,null,null,null,"23-33 29 13 11 11","Spring Loaded Opposed Blade Backdraft Dampers","23-33 29 13 11 11: Spring Loaded Opposed Blade Backdraft Dampers"]
[null,null,null,null,null,null,null,null,null,null,null,"23-33 29 13 13 11","Spring Loaded Parallel Backdraft Dampers","23-33 29 13 13 11: Spring Loaded Parallel Backdraft Dampers"]
[null,null,null,null,null,null,null,null,null,null,null,"23-33 29 13 13 13","Counter Weight Balanced Parallel Backdraft Dampers","23-33 29 13 13 13: Counter Weight Balanced Parallel Backdraft Dampers"]
[null,null,null,null,null,null,null,null,null,null,null,"23-33 29 17 11","Automatically Control Butterfly Dampers","23-33 29 17 11: Automatically Control Butterfly Dampers"]
[null,null,null,null,null,null,null,null,null,null,null,"23-33 29 17 13","Manual Butterfly Dampers","23-33 29 17 13: Manual Butterfly Dampers"]
[null,null,null,null,null,null,null,null,null,null,null,"23-33 29 19 13","Manual Dampers","23-33 29 19 13: Manual Dampers"]
[null,null,null,null,null,null,null,null,null,null,null,"23-33 29 21","Diffuser Firestop Flaps","23-33 29 21: Diffuser Firestop Flaps"]
[null,null,null,null,null,null,null,null,null,null,null,"23-33 29 23 13","Automatic Fire Dampers","23-33 29 23 13: Automatic Fire Dampers"]
[null,null,null,null,null,null,null,null,null,null,null,"23-33 29 25","Smoke Dampers","23-33 29 25: Smoke Dampers"]
[null,null,null,null,null,null,null,null,null,null,null,"23-33 29 27","Non Return Dampers","23-33 29 27: Non Return Dampers"]
[null,null,null,null,null,null,null,null,null,null,null,"23-33 29 29","Guillotine Dampers","23-33 29 29: Guillotine Dampers"]
[null,null,null,null,null,null,null,null,null,null,null,"23-33 29 33","Movable Blade Wall Louvers","23-33 29 33: Movable Blade Wall Louvers"]
[null,null,null,null,null,null,null,null,null,null,null,"23-33 29 33 11","Double Panel Wall Louvers","23-33 29 33 11: Double Panel Wall Louvers"]
[null,null,null,null,null,null,null,null,null,null,null,"23-33 29 37 11 11","Manual Opposed Blade Volume Control Dampers","23-33 29 37 11 11: Manual Opposed Blade Volume Control Dampers"]
[null,null,null,null,null,null,null,null,null,null,null,"23-33 29 37 11 13","Automatic Opposed Blade Volume Control Dampers","23-33 29 37 11 13: Automatic Opposed Blade Volume Control Dampers"]
[null,null,null,null,null,null,null,null,null,null,null,"23-33 29 37 13 13","Automatic Parallel Volume Control Dampers","23-33 29 37 13 13: Automatic Parallel Volume Control Dampers"]
[null,null,null,null,null,null,null,null,null,null,null,"23-33 29 39","Fire Shutters for Air Ductwork","23-33 29 39: Fire Shutters for Air Ductwork"]
[null,null,null,null,null,null,null,null,null,null,null,"23-33 31 11 13","Non Heated Air Curtains","23-33 31 11 13: Non Heated Air Curtains"]
[null,null,null,null,null,null,null,null,null,null,null,"23-33 31 13","Blowers","23-33 31 13: Blowers"]
[null,null,null,null,null,null,null,null,null,null,null,"23-33 31 15","Exhaust Hoods","23-33 31 15: Exhaust Hoods"]
[null,null,null,null,null,null,null,null,null,null,null,"23-33 31 15 11","Canopy Exhaust Hoods","23-33 31 15 11: Canopy Exhaust Hoods"]
[null,null,null,null,null,null,null,null,null,null,null,"23-33 31 15 17","Radio Isotope Fume Hoods","23-33 31 15 17: Radio Isotope Fume Hoods"]
[null,null,null,null,null,null,null,null,null,null,null,"23-33 31 15 19","Snorkel Exhaust Hoods","23-33 31 15 19: Snorkel Exhaust Hoods"]
[null,null,null,null,null,null,null,null,null,null,null,"23-33 31 17 11","Chemical Exhaust Hood Fire Suppression Systems","23-33 31 17 11: Chemical Exhaust Hood Fire Suppression Systems"]
[null,null,null,null,null,null,null,null,null,null,null,"23-33 31 17 13","Gas Exhaust Hood Fire Suppression Systems","23-33 31 17 13: Gas Exhaust Hood Fire Suppression Systems"]
[null,null,null,null,null,null,null,null,null,null,null,"23-33 31 19 11 11","Axial Plug Fans","23-33 31 19 11 11: Axial Plug Fans"]
[null,null,null,null,null,null,null,null,null,null,null,"23-33 31 19 11 13","Axial Vane Fans","23-33 31 19 11 13: Axial Vane Fans"]
[null,null,null,null,null,null,null,null,null,null,null,"23-33 31 19 11 21","Variable Pitch Axial Vane Fans","23-33 31 19 11 21: Variable Pitch Axial Vane Fans"]
[null,null,null,null,null,null,null,null,null,null,null,"23-33 31 19 13","Centrifugal Fans","23-33 31 19 13: Centrifugal Fans"]
[null,null,null,null,null,null,null,null,null,null,null,"23-33 31 19 13 15","Single Inlet Centrifugal Fans","23-33 31 19 13 15: Single Inlet Centrifugal Fans"]
[null,null,null,null,null,null,null,null,null,null,null,"23-33 31 21","Power Ventilators","23-33 31 21: Power Ventilators"]
[null,null,null,null,null,null,null,null,null,null,null,"23-33 31 21 11 13","Up Blast Centrifugal Power Ventilators","23-33 31 21 11 13: Up Blast Centrifugal Power Ventilators"]
[null,null,null,null,null,null,null,null,null,null,null,"23-33 31 21 13","Propeller Power Ventilators","23-33 31 21 13: Propeller Power Ventilators"]
[null,null,null,null,null,null,null,null,null,null,null,"23-33 33 11","Fan Coil Units","23-33 33 11: Fan Coil Units"]
[null,null,null,null,null,null,null,null,null,null,null,"23-33 33 11 11","Fan Coil Cooling Units","23-33 33 11 11: Fan Coil Cooling Units"]
[null,null,null,null,null,null,null,null,null,null,null,"23-33 33 11 13","Fan Coil Heating Units","23-33 33 11 13: Fan Coil Heating Units"]
[null,null,null,null,null,null,null,null,null,null,null,"23-33 33 11 13 11","4 Pipe Fan Coil Heating Units","23-33 33 11 13 11: 4 Pipe Fan Coil Heating Units"]
[null,null,null,null,null,null,null,null,null,null,null,"23-33 33 11 15 11","2 Pipe Fan Coil Heating and Cooling Units","23-33 33 11 15 11: 2 Pipe Fan Coil Heating and Cooling Units"]
[null,null,null,null,null,null,null,null,null,null,null,"23-33 33 11 15 13","4 Pipe Fan Coil Heating and Cooling Units","23-33 33 11 15 13: 4 Pipe Fan Coil Heating and Cooling Units"]
[null,null,null,null,null,null,null,null,null,null,null,"23-33 35 11 15","HVAC Water Coils","23-33 35 11 15: HVAC Water Coils"]
[null,null,null,null,null,null,null,null,null,null,null,"23-33 37 11","Packaged Refrigerant Coils and Fan Units","23-33 37 11: Packaged Refrigerant Coils and Fan Units"]
[null,null,null,null,null,null,null,null,null,null,null,"23-33 39 11","Air Conditioners","23-33 39 11: Air Conditioners"]
[null,null,null,null,null,null,null,null,null,null,null,"23-33 39 11 11","Room Air Conditioners","23-33 39 11 11: Room Air Conditioners"]
[null,null,null,null,null,null,null,null,null,null,null,"23-33 39 15 11","Make Up Air Units With Heat","23-33 39 15 11: Make Up Air Units With Heat"]
[null,null,null,null,null,null,null,null,null,null,null,"23-33 39 15 13","Make Up Air Units Without Heat","23-33 39 15 13: Make Up Air Units Without Heat"]
[null,null,null,null,null,null,null,null,null,null,null,"23-33 39 17 11 11","Air Cooled Dual Pack Packaged Air Conditioners","23-33 39 17 11 11: Air Cooled Dual Pack Packaged Air Conditioners"]
[null,null,null,null,null,null,null,null,null,null,null,"23-33 39 17 11 13","Water Cooled Dual Pack Packaged Air Conditioners","23-33 39 17 11 13: Water Cooled Dual Pack Packaged Air Conditioners"]
[null,null,null,null,null,null,null,null,null,null,null,"23-33 39 17 13 13","Water Cooled Single Pack Packaged Air Conditioners","23-33 39 17 13 13: Water Cooled Single Pack Packaged Air Conditioners"]
[null,null,null,null,null,null,null,null,null,null,null,"23-33 39 17 13 15","Unitary Air Conditioning Equipment","23-33 39 17 13 15: Unitary Air Conditioning Equipment"]
[null,null,null,null,null,null,null,null,null,null,null,"23-33 39 19 11 11","Air Cooled Fixed Packaged Terminal Air Conditioners","23-33 39 19 11 11: Air Cooled Fixed Packaged Terminal Air Conditioners"]
[null,null,null,null,null,null,null,null,null,null,null,"23-33 39 19 11 13","Water Cooled Fixed Packaged Terminal Air Conditioners","23-33 39 19 11 13: Water Cooled Fixed Packaged Terminal Air Conditioners"]
[null,null,null,null,null,null,null,null,null,null,null,"23-33 39 19 13 13","Water Cooled Portable Packaged Terminal Air Conditioners","23-33 39 19 13 13: Water Cooled Portable Packaged Terminal Air Conditioners"]
[null,null,null,null,null,null,null,null,null,null,null,"23-33 39 19 15 11","Air Cooled Window Packaged Terminal Air Conditioners","23-33 39 19 15 11: Air Cooled Window Packaged Terminal Air Conditioners"]
[null,null,null,null,null,null,null,null,null,null,null,"23-33 41 11","Fan Powered Terminal Air Units","23-33 41 11: Fan Powered Terminal Air Units"]
[null,null,null,null,null,null,null,null,null,null,null,"23-33 41 11 11","Mixing Fan Powered Terminal Air Units","23-33 41 11 11: Mixing Fan Powered Terminal Air Units"]
[null,null,null,null,null,null,null,null,null,null,null,"23-33 41 11 13","Non Mixing Fan Powered Terminal Air Units","23-33 41 11 13: Non Mixing Fan Powered Terminal Air Units"]
[null,null,null,null,null,null,null,null,null,null,null,"23-33 41 11 13 11","Single Duct Mixing Fan Powered Terminal Air Units","23-33 41 11 13 11: Single Duct Mixing Fan Powered Terminal Air Units"]
[null,null,null,null,null,null,null,null,null,null,null,"23-33 41 13 11","Constant Volume Air Induction Terminal Air Units","23-33 41 13 11: Constant Volume Air Induction Terminal Air Units"]
[null,null,null,null,null,null,null,null,null,null,null,"23-33 41 13 11 11","Single Duct Constant Volume Air Induction Terminal Air Units","23-33 41 13 11 11: Single Duct Constant Volume Air Induction Terminal Air Units"]
[null,null,null,null,null,null,null,null,null,null,null,"23-33 41 13 13 11","Single Duct Variable Air Volume Induction Terminal Air Units","23-33 41 13 13 11: Single Duct Variable Air Volume Induction Terminal Air Units"]
[null,null,null,null,null,null,null,null,null,null,null,"23-33 41 13 13 13","Dual Duct Variable Air Volume Induction Terminal Air Units","23-33 41 13 13 13: Dual Duct Variable Air Volume Induction Terminal Air Units"]
[null,null,null,null,null,null,null,null,null,null,null,"23-33 41 17 11","Constant Volume Air Terminal Units","23-33 41 17 11: Constant Volume Air Terminal Units"]
[null,null,null,null,null,null,null,null,null,null,null,"23-33 41 17 11 11","Dual Duct Constant Volume Air Terminal Units","23-33 41 17 11 11: Dual Duct Constant Volume Air Terminal Units"]
[null,null,null,null,null,null,null,null,null,null,null,"23-33 41 17 13 11","Dual Duct Variable Air Volume Terminal Units","23-33 41 17 13 11: Dual Duct Variable Air Volume Terminal Units"]
[null,null,null,null,null,null,null,null,null,null,null,"23-33 41 17 13 13","Single Duct Variable Air Volume Terminal Units","23-33 41 17 13 13: Single Duct Variable Air Volume Terminal Units"]
[null,null,null,null,null,null,null,null,null,null,null,"23-33 43 11 13","Outdoor Air Cooled Condenser Units","23-33 43 11 13: Outdoor Air Cooled Condenser Units"]
[null,null,null,null,null,null,null,null,null,null,null,"23-33 43 13","Evaporative Condenser Units","23-33 43 13: Evaporative Condenser Units"]
[null,null,null,null,null,null,null,null,null,null,null,"23-33 43 15 13","Water Cooled Refrigeration Condenser Units","23-33 43 15 13: Water Cooled Refrigeration Condenser Units"]
[null,null,null,null,null,null,null,null,null,null,null,"23-33 43 17","Water Cooled Condenser Units","23-33 43 17: Water Cooled Condenser Units"]
[null,null,null,null,null,null,null,null,null,null,null,"23-33 45 13","HVAC Evaporative Coolers","23-33 45 13: HVAC Evaporative Coolers"]
[null,null,null,null,null,null,null,null,null,null,null,"23-33 47 11","Refrigerated Air Dryers","23-33 47 11: Refrigerated Air Dryers"]
[null,null,null,null,null,null,null,null,null,null,null,"23-33 49 11 11","Ceiling Ventilation Diffusers","23-33 49 11 11: Ceiling Ventilation Diffusers"]
[null,null,null,null,null,null,null,null,null,null,null,"23-33 49 11 11 11","Ceiling Linear Ventilation Diffusers","23-33 49 11 11 11: Ceiling Linear Ventilation Diffusers"]
[null,null,null,null,null,null,null,null,null,null,null,"23-33 49 13","Ventilation Ducts","23-33 49 13: Ventilation Ducts"]
[null,null,null,null,null,null,null,null,null,null,null,"23-33 49 13 11","Round Ventilation Ducts","23-33 49 13 11: Round Ventilation Ducts"]
[null,null,null,null,null,null,null,null,null,null,null,"23-33 49 15","Duct Access Panels","23-33 49 15: Duct Access Panels"]
[null,null,null,null,null,null,null,null,null,null,null,"23-33 49 17","Duct Insulation","23-33 49 17: Duct Insulation"]
[null,null,null,null,null,null,null,null,null,null,null,"23-33 49 19","Ductwork Distribution Collectors","23-33 49 19: Ductwork Distribution Collectors"]
[null,null,null,null,null,null,null,null,null,null,null,"23-33 49 21 11","Air Outlets and Inlets","23-33 49 21 11: Air Outlets and Inlets"]
[null,null,null,null,null,null,null,null,null,null,null,"23-33 49 21 17","Ductwork Sound Attenuators","23-33 49 21 17: Ductwork Sound Attenuators"]
[null,null,null,null,null,null,null,null,null,null,null,"23-33 49 23","Grilles","23-33 49 23: Grilles"]
[null,null,null,null,null,null,null,null,null,null,null,"23-33 49 23 15","Supply Air Grilles","23-33 49 23 15: Supply Air Grilles"]
[null,null,null,null,null,null,null,null,null,null,null,"23-33 49 23 17","Transfer Air Grilles","23-33 49 23 17: Transfer Air Grilles"]
[null,null,null,null,null,null,null,null,null,null,null,"23-33 49 25 13","Return Air Ventilation Registers","23-33 49 25 13: Return Air Ventilation Registers"]
[null,null,null,null,null,null,null,null,null,null,null,"23-33 49 25 15","Supply Air Ventilation Registers","23-33 49 25 15: Supply Air Ventilation Registers"]
[null,null,null,null,null,null,null,null,null,null,null,"23-33 49 27 13","Intake and Relief Ventilators","23-33 49 27 13: Intake and Relief Ventilators"]
[null,null,null,null,null,null,null,null,null,null,null,"23-33 49 27 15","Relief Ventilators","23-33 49 27 15: Relief Ventilators"]
[null,null,null,null,null,null,null,null,null,null,null,"23-33 49 29 11","Access Fittings for Air Ductwork","23-33 49 29 11: Access Fittings for Air Ductwork"]
[null,null,null,null,null,null,null,null,null,null,null,"23-33 49 29 13","Couplings for Air Ductwork","23-33 49 29 13: Couplings for Air Ductwork"]
[null,null,null,null,null,null,null,null,null,null,null,"23-33 49 29 19","Mechanical Fasteners for Air Ductwork","23-33 49 29 19: Mechanical Fasteners for Air Ductwork"]
[null,null,null,null,null,null,null,null,null,null,null,"23-33 51 11","Refrigerant Monitors","23-33 51 11: Refrigerant Monitors"]
[null,null,null,null,null,null,null,null,null,null,null,"23-33 51 15","Ultraviolet Disinfection Lighting","23-33 51 15: Ultraviolet Disinfection Lighting"]
[null,null,null,null,null,null,null,null,null,null,null,"23-33 53 13 11","Solar Water Heating Absorber Plates","23-33 53 13 11: Solar Water Heating Absorber Plates"]
[null,null,null,null,null,null,null,null,null,null,null,"23-33 53 13 17","Solar Water Heating Collector Insulation","23-33 53 13 17: Solar Water Heating Collector Insulation"]
[null,null,null,null,null,null,null,null,null,null,null,"23-33 53 13 19","Solar Water Heating Glazing","23-33 53 13 19: Solar Water Heating Glazing"]
[null,null,null,null,null,null,null,null,null,null,null,"23-33 53 15","Solar Water Heating Collector Units","23-33 53 15: Solar Water Heating Collector Units"]
[null,null,null,null,null,null,null,null,null,null,null,"23-33 53 15 11","Solar Water Heating Flat Plate Collectors","23-33 53 15 11: Solar Water Heating Flat Plate Collectors"]
[null,null,null,null,null,null,null,null,null,null,null,"23-33 55 11","Heat Pipes","23-33 55 11: Heat Pipes"]
[null,null,null,null,null,null,null,null,null,null,null,"23-33 55 13","Heat Wheels","23-33 55 13: Heat Wheels"]
[null,null,null,null,null,null,null,null,null,null,null,"23-35 11 11 13","Motor Electrical Generators","23-35 11 11 13: Motor Electrical Generators"]
[null,null,null,null,null,null,null,null,null,null,null,"23-35 11 12","Single Unit Electrical Generator Engines","23-35 11 12: Single Unit Electrical Generator Engines"]
[null,null,null,null,null,null,null,null,null,null,null,"23-35 11 12 15","Electrical Generation Natural Gas Engines","23-35 11 12 15: Electrical Generation Natural Gas Engines"]
[null,null,null,null,null,null,null,null,null,null,null,"23-35 11 12 15 11","Electrical Generation Natural Gas Turbines","23-35 11 12 15 11: Electrical Generation Natural Gas Turbines"]
[null,null,null,null,null,null,null,null,null,null,null,"23-35 11 13 11","Alternating Current Frequency Converters","23-35 11 13 11: Alternating Current Frequency Converters"]
[null,null,null,null,null,null,null,null,null,null,null,"23-35 11 13 17","Multiple Frequency Electrical Generator Sets","23-35 11 13 17: Multiple Frequency Electrical Generator Sets"]
[null,null,null,null,null,null,null,null,null,null,null,"23-35 11 15","Engine Generator Sets","23-35 11 15: Engine Generator Sets"]
[null,null,null,null,null,null,null,null,null,null,null,"23-35 11 15 11","Diesel Generator Sets","23-35 11 15 11: Diesel Generator Sets"]
[null,null,null,null,null,null,null,null,null,null,null,"23-35 11 15 17","Steam Turbine Generator Sets","23-35 11 15 17: Steam Turbine Generator Sets"]
[null,null,null,null,null,null,null,null,null,null,null,"23-35 11 15 19","Thermal Generator Sets","23-35 11 15 19: Thermal Generator Sets"]
[null,null,null,null,null,null,null,null,null,null,null,"23-35 11 17","Photovoltaic Generators","23-35 11 17: Photovoltaic Generators"]
[null,null,null,null,null,null,null,null,null,null,null,"23-35 11 17 11","Photoelectric Cell","23-35 11 17 11: Photoelectric Cell"]
[null,null,null,null,null,null,null,null,null,null,null,"23-35 11 17 15","Photovoltaic Collectors","23-35 11 17 15: Photovoltaic Collectors"]
[null,null,null,null,null,null,null,null,null,null,null,"23-35 13 11","Current Transformers","23-35 13 11: Current Transformers"]
[null,null,null,null,null,null,null,null,null,null,null,"23-35 13 13 13","Pulse Instrument Transformers","23-35 13 13 13: Pulse Instrument Transformers"]
[null,null,null,null,null,null,null,null,null,null,null,"23-35 13 13 15","Voltage Instrument Transformers","23-35 13 13 15: Voltage Instrument Transformers"]
[null,null,null,null,null,null,null,null,null,null,null,"23-35 13 15 11 11","Electrical Network Dry Isolation Transformers","23-35 13 15 11 11: Electrical Network Dry Isolation Transformers"]
[null,null,null,null,null,null,null,null,null,null,null,"23-35 13 15 11 13","Electrical Network Oil Filled Isolation Transformers","23-35 13 15 11 13: Electrical Network Oil Filled Isolation Transformers"]
[null,null,null,null,null,null,null,null,null,null,null,"23-35 13 15 13 13","Electrical Network Oil Filled Step Down Transformers","23-35 13 15 13 13: Electrical Network Oil Filled Step Down Transformers"]
[null,null,null,null,null,null,null,null,null,null,null,"23-35 13 15 15 11","Electrical Network Dry Step Up Transformers","23-35 13 15 15 11: Electrical Network Dry Step Up Transformers"]
[null,null,null,null,null,null,null,null,null,null,null,"23-35 13 17 11","Power Harmonic Mitigation Transformers","23-35 13 17 11: Power Harmonic Mitigation Transformers"]
[null,null,null,null,null,null,null,null,null,null,null,"23-35 13 17 11 11","Power Dry Harmonic Mitigation Transformers","23-35 13 17 11 11: Power Dry Harmonic Mitigation Transformers"]
[null,null,null,null,null,null,null,null,null,null,null,"23-35 13 17 13 11","Power Dry Isolation Transformers","23-35 13 17 13 11: Power Dry Isolation Transformers"]
[null,null,null,null,null,null,null,null,null,null,null,"23-35 13 17 13 13","Power Oil Filled Isolation Transformers","23-35 13 17 13 13: Power Oil Filled Isolation Transformers"]
[null,null,null,null,null,null,null,null,null,null,null,"23-35 13 17 15 13","Power Oil Filled Step Down Transformers","23-35 13 17 15 13: Power Oil Filled Step Down Transformers"]
[null,null,null,null,null,null,null,null,null,null,null,"23-35 13 17 17","Power Step Up Transformers","23-35 13 17 17: Power Step Up Transformers"]
[null,null,null,null,null,null,null,null,null,null,null,"23-35 13 19","Transformer Accessories","23-35 13 19: Transformer Accessories"]
[null,null,null,null,null,null,null,null,null,null,null,"23-35 13 19 11","Transformer Commutators","23-35 13 19 11: Transformer Commutators"]
[null,null,null,null,null,null,null,null,null,null,null,"23-35 15 11 11","Single Phase AC Motors","23-35 15 11 11: Single Phase AC Motors"]
[null,null,null,null,null,null,null,null,null,null,null,"23-35 15 11 11 11","Multi Speed Single Phase AC Motors","23-35 15 11 11 11: Multi Speed Single Phase AC Motors"]
[null,null,null,null,null,null,null,null,null,null,null,"23-35 15 11 13","Three Phase AC Motors","23-35 15 11 13: Three Phase AC Motors"]
[null,null,null,null,null,null,null,null,null,null,null,"23-35 15 11 13 11","Multi Speed Three Phase AC Motors","23-35 15 11 13 11: Multi Speed Three Phase AC Motors"]
[null,null,null,null,null,null,null,null,null,null,null,"23-35 15 13 11","Brushless DC Motors","23-35 15 13 11: Brushless DC Motors"]
[null,null,null,null,null,null,null,null,null,null,null,"23-35 15 13 13","Compound Wound DC Motors","23-35 15 13 13: Compound Wound DC Motors"]
[null,null,null,null,null,null,null,null,null,null,null,"23-35 15 13 19","Linear DC Motors","23-35 15 13 19: Linear DC Motors"]
[null,null,null,null,null,null,null,null,null,null,null,"23-35 15 13 21","Permanent Magnetic DC Motors","23-35 15 13 21: Permanent Magnetic DC Motors"]
[null,null,null,null,null,null,null,null,null,null,null,"23-35 15 13 27","Step DC Motors","23-35 15 13 27: Step DC Motors"]
[null,null,null,null,null,null,null,null,null,null,null,"23-35 15 15","DC Servo Motors","23-35 15 15: DC Servo Motors"]
[null,null,null,null,null,null,null,null,null,null,null,"23-35 15 21","Pneumatic Driven Motors","23-35 15 21: Pneumatic Driven Motors"]
[null,null,null,null,null,null,null,null,null,null,null,"23-35 15 23","Steam Driven Motors","23-35 15 23: Steam Driven Motors"]
[null,null,null,null,null,null,null,null,null,null,null,"23-35 17 15","Variable Frequency Drives","23-35 17 15: Variable Frequency Drives"]
[null,null,null,null,null,null,null,null,null,null,null,"23-35 17 15 11","Pulse Width Variable Frequency Drives","23-35 17 15 11: Pulse Width Variable Frequency Drives"]
[null,null,null,null,null,null,null,null,null,null,null,"23-35 19 11","Battery Racks","23-35 19 11: Battery Racks"]
[null,null,null,null,null,null,null,null,null,null,null,"23-35 19 13","Non Rechargeable Batteries","23-35 19 13: Non Rechargeable Batteries"]
[null,null,null,null,null,null,null,null,null,null,null,"23-35 19 13 17","Silver Oxide Batteries","23-35 19 13 17: Silver Oxide Batteries"]
[null,null,null,null,null,null,null,null,null,null,null,"23-35 19 13 19","Zinc Air Batteries","23-35 19 13 19: Zinc Air Batteries"]
[null,null,null,null,null,null,null,null,null,null,null,"23-35 19 15 11","Alkaline Batteries","23-35 19 15 11: Alkaline Batteries"]
[null,null,null,null,null,null,null,null,null,null,null,"23-35 19 15 13","Lead Acid Batteries","23-35 19 15 13: Lead Acid Batteries"]
[null,null,null,null,null,null,null,null,null,null,null,"23-35 19 15 15","Lithium Batteries","23-35 19 15 15: Lithium Batteries"]
[null,null,null,null,null,null,null,null,null,null,null,"23-35 19 15 17","Manganese Batteries","23-35 19 15 17: Manganese Batteries"]
[null,null,null,null,null,null,null,null,null,null,null,"23-35 19 15 23","Nickel Hydrogen Batteries","23-35 19 15 23: Nickel Hydrogen Batteries"]
[null,null,null,null,null,null,null,null,null,null,null,"23-35 19 15 25","Nickel Iron Batteries","23-35 19 15 25: Nickel Iron Batteries"]
[null,null,null,null,null,null,null,null,null,null,null,"23-35 19 15 31","Silver Oxide Batteries ","23-35 19 15 31: Silver Oxide Batteries "]
[null,null,null,null,null,null,null,null,null,null,null,"23-35 23 11","Harmonic Control Devices","23-35 23 11: Harmonic Control Devices"]
[null,null,null,null,null,null,null,null,null,null,null,"23-35 23 13","Power Converters","23-35 23 13: Power Converters"]
[null,null,null,null,null,null,null,null,null,null,null,"23-35 23 13 11","Rotary Converters","23-35 23 13 11: Rotary Converters"]
[null,null,null,null,null,null,null,null,null,null,null,"23-35 23 15 13","Ondulators","23-35 23 15 13: Ondulators"]
[null,null,null,null,null,null,null,null,null,null,null,"23-35 23 15 17","Direct Current (DC) Drive Controllers","23-35 23 15 17: Direct Current (DC) Drive Controllers"]
[null,null,null,null,null,null,null,null,null,null,null,"23-35 23 15 23","Static Uninterruptible Power Supplies","23-35 23 15 23: Static Uninterruptible Power Supplies"]
[null,null,null,null,null,null,null,null,null,null,null,"23-35 23 15 25","Variable Frequency Controllers","23-35 23 15 25: Variable Frequency Controllers"]
[null,null,null,null,null,null,null,null,null,null,null,"23-35 23 17","Power Inverters","23-35 23 17: Power Inverters"]
[null,null,null,null,null,null,null,null,null,null,null,"23-35 23 17 11","Commutator Inverters","23-35 23 17 11: Commutator Inverters"]
[null,null,null,null,null,null,null,null,null,null,null,"23-35 23 19 11","Capacitive and Inductive Power Correction Devices","23-35 23 19 11: Capacitive and Inductive Power Correction Devices"]
[null,null,null,null,null,null,null,null,null,null,null,"23-35 23 19 13","Capacitive Power Correction Devices","23-35 23 19 13: Capacitive Power Correction Devices"]
[null,null,null,null,null,null,null,null,null,null,null,"23-35 23 19 19","Power Factor Controls (Cosines Phi)","23-35 23 19 19: Power Factor Controls (Cosines Phi)"]
[null,null,null,null,null,null,null,null,null,null,null,"23-35 23 21","Uninterrupted Power Supply (UPS) Units","23-35 23 21: Uninterrupted Power Supply (UPS) Units"]
[null,null,null,null,null,null,null,null,null,null,null,"23-35 25 11","Electrical Meters","23-35 25 11: Electrical Meters"]
[null,null,null,null,null,null,null,null,null,null,null,"23-35 25 11 11","Power Meters","23-35 25 11 11: Power Meters"]
[null,null,null,null,null,null,null,null,null,null,null,"23-35 25 11 17","Frequency Meters","23-35 25 11 17: Frequency Meters"]
[null,null,null,null,null,null,null,null,null,null,null,"23-35 25 11 19","Multi Meters","23-35 25 11 19: Multi Meters"]
[null,null,null,null,null,null,null,null,null,null,null,"23-35 25 11 23","Amp Hour Meters","23-35 25 11 23: Amp Hour Meters"]
[null,null,null,null,null,null,null,null,null,null,null,"23-35 25 11 27 11","Electromechanical Remote Kilowatt Hour Meters","23-35 25 11 27 11: Electromechanical Remote Kilowatt Hour Meters"]
[null,null,null,null,null,null,null,null,null,null,null,"23-35 25 11 27 17","Solid State Kilowatt Hour Meters","23-35 25 11 27 17: Solid State Kilowatt Hour Meters"]
[null,null,null,null,null,null,null,null,null,null,null,"23-35 25 11 29","Multiple Tariff Meters","23-35 25 11 29: Multiple Tariff Meters"]
[null,null,null,null,null,null,null,null,null,null,null,"23-35 25 15","Electrical Network Protection Modules","23-35 25 15: Electrical Network Protection Modules"]
[null,null,null,null,null,null,null,null,null,null,null,"23-35 25 17","Electrical Power Protection Modules","23-35 25 17: Electrical Power Protection Modules"]
[null,null,null,null,null,null,null,null,null,null,null,"23-35 25 23","Electrical Control Panels","23-35 25 23: Electrical Control Panels"]
[null,null,null,null,null,null,null,null,null,null,null,"23-35 25 25","Electrical Line Supervisor Sets","23-35 25 25: Electrical Line Supervisor Sets"]
[null,null,null,null,null,null,null,null,null,null,null,"23-35 27 11 13","Ground Fault Receptacles","23-35 27 11 13: Ground Fault Receptacles"]
[null,null,null,null,null,null,null,null,null,null,null,"23-35 27 11 15","Electrical Extension Cords","23-35 27 11 15: Electrical Extension Cords"]
[null,null,null,null,null,null,null,null,null,null,null,"23-35 27 11 17 13","Electrical Receptacle Protectors","23-35 27 11 17 13: Electrical Receptacle Protectors"]
[null,null,null,null,null,null,null,null,null,null,null,"23-35 27 11 17 15","Electrical Receptacle Adapters","23-35 27 11 17 15: Electrical Receptacle Adapters"]
[null,null,null,null,null,null,null,null,null,null,null,"23-35 29 11 11","Network Distribution Air Circuit Breakers","23-35 29 11 11: Network Distribution Air Circuit Breakers"]
[null,null,null,null,null,null,null,null,null,null,null,"23-35 29 13 11","Network Distribution Gas Circuit Breakers","23-35 29 13 11: Network Distribution Gas Circuit Breakers"]
[null,null,null,null,null,null,null,null,null,null,null,"23-35 29 15","Ground Fault Circuit Breakers","23-35 29 15: Ground Fault Circuit Breakers"]
[null,null,null,null,null,null,null,null,null,null,null,"23-35 29 17","Molded Case Circuit Breakers","23-35 29 17: Molded Case Circuit Breakers"]
[null,null,null,null,null,null,null,null,null,null,null,"23-35 29 19 11","Network Distribution Oil Circuit Breakers","23-35 29 19 11: Network Distribution Oil Circuit Breakers"]
[null,null,null,null,null,null,null,null,null,null,null,"23-35 29 19 13","Power Distribution Oil Circuit Breakers","23-35 29 19 13: Power Distribution Oil Circuit Breakers"]
[null,null,null,null,null,null,null,null,null,null,null,"23-35 29 21 13","Power Distribution Vacuum Circuit Breakers","23-35 29 21 13: Power Distribution Vacuum Circuit Breakers"]
[null,null,null,null,null,null,null,null,null,null,null,"23-35 29 23","Ground Fault Circuit Interrupters","23-35 29 23: Ground Fault Circuit Interrupters"]
[null,null,null,null,null,null,null,null,null,null,null,"23-35 29 27 11","Air Disconnects","23-35 29 27 11: Air Disconnects"]
[null,null,null,null,null,null,null,null,null,null,null,"23-35 29 27 13","Vacuum Disconnects","23-35 29 27 13: Vacuum Disconnects"]
[null,null,null,null,null,null,null,null,null,null,null,"23-35 29 29 11","Fuse Panels","23-35 29 29 11: Fuse Panels"]
[null,null,null,null,null,null,null,null,null,null,null,"23-35 29 29 13","Fuse Holders","23-35 29 29 13: Fuse Holders"]
[null,null,null,null,null,null,null,null,null,null,null,"23-35 31 15","Electrical Distribution Control Panels","23-35 31 15: Electrical Distribution Control Panels"]
[null,null,null,null,null,null,null,null,null,null,null,"23-35 31 17","Electrical Panel Boards","23-35 31 17: Electrical Panel Boards"]
[null,null,null,null,null,null,null,null,null,null,null,"23-35 31 23","Motor Control Centers","23-35 31 23: Motor Control Centers"]
[null,null,null,null,null,null,null,null,null,null,null,"23-35 31 27","Power Distribution Units","23-35 31 27: Power Distribution Units"]
[null,null,null,null,null,null,null,null,null,null,null,"23-35 31 29","Switchboards","23-35 31 29: Switchboards"]
[null,null,null,null,null,null,null,null,null,null,null,"23-35 31 29 11","Distribution Switchboards","23-35 31 29 11: Distribution Switchboards"]
[null,null,null,null,null,null,null,null,null,null,null,"23-35 31 31 11","Distribution Switchgear","23-35 31 31 11: Distribution Switchgear"]
[null,null,null,null,null,null,null,null,null,null,null,"23-35 31 31 11 11","Electronic Controlled Distribution Switchgear","23-35 31 31 11 11: Electronic Controlled Distribution Switchgear"]
[null,null,null,null,null,null,null,null,null,null,null,"23-35 31 31 11 17","Time Controlled Distribution Switchgear","23-35 31 31 11 17: Time Controlled Distribution Switchgear"]
[null,null,null,null,null,null,null,null,null,null,null,"23-35 31 31 13","Paralleling Switchgear","23-35 31 31 13: Paralleling Switchgear"]
[null,null,null,null,null,null,null,null,null,null,null,"23-35 31 31 13 15","Remote Controlled Paralleling Switchgear","23-35 31 31 13 15: Remote Controlled Paralleling Switchgear"]
[null,null,null,null,null,null,null,null,null,null,null,"23-35 31 31 13 17","Time Controlled Paralleling Switchgear","23-35 31 31 13 17: Time Controlled Paralleling Switchgear"]
[null,null,null,null,null,null,null,null,null,null,null,"23-35 31 33 13","Copper Electrical Busbars","23-35 31 33 13: Copper Electrical Busbars"]
[null,null,null,null,null,null,null,null,null,null,null,"23-35 31 35","Electrical Feeders","23-35 31 35: Electrical Feeders"]
[null,null,null,null,null,null,null,null,null,null,null,"23-35 33 13 11","Electrical Conductor Rails","23-35 33 13 11: Electrical Conductor Rails"]
[null,null,null,null,null,null,null,null,null,null,null,"23-35 33 13 13","Electrical Conductor Couplings","23-35 33 13 13: Electrical Conductor Couplings"]
[null,null,null,null,null,null,null,null,null,null,null,"23-35 33 13 17","Electrical Support Wires","23-35 33 13 17: Electrical Support Wires"]
[null,null,null,null,null,null,null,null,null,null,null,"23-35 33 15 11","Electrical Ceiling Junction Boxes","23-35 33 15 11: Electrical Ceiling Junction Boxes"]
[null,null,null,null,null,null,null,null,null,null,null,"23-35 33 17 11","Electrical Cable Reels","23-35 33 17 11: Electrical Cable Reels"]
[null,null,null,null,null,null,null,null,null,null,null,"23-35 33 17 13","Mechanical Fasteners for Conduits ","23-35 33 17 13: Mechanical Fasteners for Conduits "]
[null,null,null,null,null,null,null,null,null,null,null,"23-35 33 21","Electrical Bus Ducts","23-35 33 21: Electrical Bus Ducts"]
[null,null,null,null,null,null,null,null,null,null,null,"23-35 33 21 11","Aluminum Electrical Bus Ducts","23-35 33 21 11: Aluminum Electrical Bus Ducts"]
[null,null,null,null,null,null,null,null,null,null,null,"23-35 33 23 11","Horizontal Electrical Racks","23-35 33 23 11: Horizontal Electrical Racks"]
[null,null,null,null,null,null,null,null,null,null,null,"23-35 33 23 13","Vertical Electrical Racks","23-35 33 23 13: Vertical Electrical Racks"]
[null,null,null,null,null,null,null,null,null,null,null,"23-35 33 25 13","Vertical Electrical Wire Raceways","23-35 33 25 13: Vertical Electrical Wire Raceways"]
[null,null,null,null,null,null,null,null,null,null,null,"23-35 33 25 15","Horizontal Electrical Wire Raceways","23-35 33 25 15: Horizontal Electrical Wire Raceways"]
[null,null,null,null,null,null,null,null,null,null,null,"23-35 33 25 17 13","Ceiling Grid Electrical Wire Track Connectors","23-35 33 25 17 13: Ceiling Grid Electrical Wire Track Connectors"]
[null,null,null,null,null,null,null,null,null,null,null,"23-35 37 11","Automatic Transfer Switches","23-35 37 11: Automatic Transfer Switches"]
[null,null,null,null,null,null,null,null,null,null,null,"23-35 37 13","Manual Transfer Switches","23-35 37 13: Manual Transfer Switches"]
[null,null,null,null,null,null,null,null,null,null,null,"23-35 37 17","Dimmer Control Switches","23-35 37 17: Dimmer Control Switches"]
[null,null,null,null,null,null,null,null,null,null,null,"23-35 37 17 12","Ganged Lighting Dimmers","23-35 37 17 12: Ganged Lighting Dimmers"]
[null,null,null,null,null,null,null,null,null,null,null,"23-35 37 17 13","Dimmers","23-35 37 17 13: Dimmers"]
[null,null,null,null,null,null,null,null,null,null,null,"23-35 37 19 13","Non Fused Disconnect Switches","23-35 37 19 13: Non Fused Disconnect Switches"]
[null,null,null,null,null,null,null,null,null,null,null,"23-35 37 21","Drum Switches","23-35 37 21: Drum Switches"]
[null,null,null,null,null,null,null,null,null,null,null,"23-35 37 27","Limit Switches","23-35 37 27: Limit Switches"]
[null,null,null,null,null,null,null,null,null,null,null,"23-35 37 27 11","Level Switches","23-35 37 27 11: Level Switches"]
[null,null,null,null,null,null,null,null,null,null,null,"23-35 37 31","Photocell Switches","23-35 37 31: Photocell Switches"]
[null,null,null,null,null,null,null,null,null,null,null,"23-35 37 33","Pressure Switches","23-35 37 33: Pressure Switches"]
[null,null,null,null,null,null,null,null,null,null,null,"23-35 37 35 11","Mercury Switches","23-35 37 35 11: Mercury Switches"]
[null,null,null,null,null,null,null,null,null,null,null,"23-35 37 37","Time Switches","23-35 37 37: Time Switches"]
[null,null,null,null,null,null,null,null,null,null,null,"23-35 37 43","Programmable Logic Control Switches","23-35 37 43: Programmable Logic Control Switches"]
[null,null,null,null,null,null,null,null,null,null,null,"23-35 37 45","Proximity Switches","23-35 37 45: Proximity Switches"]
[null,null,null,null,null,null,null,null,null,null,null,"23-35 37 51","Radio Frequency Switches","23-35 37 51: Radio Frequency Switches"]
[null,null,null,null,null,null,null,null,null,null,null,"23-35 37 55","Slide Switches","23-35 37 55: Slide Switches"]
[null,null,null,null,null,null,null,null,null,null,null,"23-35 37 61","Tamper Switches","23-35 37 61: Tamper Switches"]
[null,null,null,null,null,null,null,null,null,null,null,"23-35 37 63","Temperature Switches","23-35 37 63: Temperature Switches"]
[null,null,null,null,null,null,null,null,null,null,null,"23-35 39 13","Earth Connection Electrodes","23-35 39 13: Earth Connection Electrodes"]
[null,null,null,null,null,null,null,null,null,null,null,"23-35 39 13 11","Electrical Ground Plates","23-35 39 13 11: Electrical Ground Plates"]
[null,null,null,null,null,null,null,null,null,null,null,"23-35 39 15 11","Lightning Arresters","23-35 39 15 11: Lightning Arresters"]
[null,null,null,null,null,null,null,null,null,null,null,"23-35 39 15 13","Lightning Rods","23-35 39 15 13: Lightning Rods"]
[null,null,null,null,null,null,null,null,null,null,null,"23-35 41 13","Signal Converters","23-35 41 13: Signal Converters"]
[null,null,null,null,null,null,null,null,null,null,null,"23-35 43 11","Auxiliary Protective Relays","23-35 43 11: Auxiliary Protective Relays"]
[null,null,null,null,null,null,null,null,null,null,null,"23-35 43 15 11","Current Differential Solid State Relays","23-35 43 15 11: Current Differential Solid State Relays"]
[null,null,null,null,null,null,null,null,null,null,null,"23-35 43 17","General Purpose Relays","23-35 43 17: General Purpose Relays"]
[null,null,null,null,null,null,null,null,null,null,null,"23-35 43 21","Load Shedding Relays","23-35 43 21: Load Shedding Relays"]
[null,null,null,null,null,null,null,null,null,null,null,"23-35 43 23","Lockout Relays","23-35 43 23: Lockout Relays"]
[null,null,null,null,null,null,null,null,null,null,null,"23-35 43 27","Over Current Relays","23-35 43 27: Over Current Relays"]
[null,null,null,null,null,null,null,null,null,null,null,"23-35 43 27 11","Overcurrent Directional, Induction Disc Relays","23-35 43 27 11: Overcurrent Directional, Induction Disc Relays"]
[null,null,null,null,null,null,null,null,null,null,null,"23-35 43 27 17","Over Current Solid State Relays","23-35 43 27 17: Over Current Solid State Relays"]
[null,null,null,null,null,null,null,null,null,null,null,"23-35 43 29","Overload Relays","23-35 43 29: Overload Relays"]
[null,null,null,null,null,null,null,null,null,null,null,"23-35 43 31 11","Phase Failure Solid State Relays","23-35 43 31 11: Phase Failure Solid State Relays"]
[null,null,null,null,null,null,null,null,null,null,null,"23-35 43 33","Power Relays","23-35 43 33: Power Relays"]
[null,null,null,null,null,null,null,null,null,null,null,"23-35 43 35 11 11","Reverse Current Solid State Time Relays","23-35 43 35 11 11: Reverse Current Solid State Time Relays"]
[null,null,null,null,null,null,null,null,null,null,null,"23-35 43 35 13","Reverse Power Time Relays","23-35 43 35 13: Reverse Power Time Relays"]
[null,null,null,null,null,null,null,null,null,null,null,"23-35 43 35 15 11","Power Factor Solid State Time Relays","23-35 43 35 15 11: Power Factor Solid State Time Relays"]
[null,null,null,null,null,null,null,null,null,null,null,"23-35 43 37","Voltage Relays","23-35 43 37: Voltage Relays"]
[null,null,null,null,null,null,null,null,null,null,null,"23-35 43 37 13","Over Voltage Relays","23-35 43 37 13: Over Voltage Relays"]
[null,null,null,null,null,null,null,null,null,null,null,"23-35 43 37 13 11","Over Voltage Solid State Relays","23-35 43 37 13 11: Over Voltage Solid State Relays"]
[null,null,null,null,null,null,null,null,null,null,null,"23-35 45 11 11","Alcohol Lanterns","23-35 45 11 11: Alcohol Lanterns"]
[null,null,null,null,null,null,null,null,null,null,null,"23-35 45 11 13","Butane Lanterns","23-35 45 11 13: Butane Lanterns"]
[null,null,null,null,null,null,null,null,null,null,null,"23-35 45 11 19","Propane Lanterns","23-35 45 11 19: Propane Lanterns"]
[null,null,null,null,null,null,null,null,null,null,null,"23-35 45 13","Torches","23-35 45 13: Torches"]
[null,null,null,null,null,null,null,null,null,null,null,"23-35 45 13 15","Kerosene Torches","23-35 45 13 15: Kerosene Torches"]
[null,null,null,null,null,null,null,null,null,null,null,"23-35 45 13 17","Natural Gas Torches","23-35 45 13 17: Natural Gas Torches"]
[null,null,null,null,null,null,null,null,null,null,null,"23-35 45 15 11","Alcohol Lamps","23-35 45 15 11: Alcohol Lamps"]
[null,null,null,null,null,null,null,null,null,null,null,"23-35 45 15 13","Butane Lamps","23-35 45 15 13: Butane Lamps"]
[null,null,null,null,null,null,null,null,null,null,null,"23-35 45 15 19","Propane Lamps","23-35 45 15 19: Propane Lamps"]
[null,null,null,null,null,null,null,null,null,null,null,"23-35 45 17","Solar Tubes","23-35 45 17: Solar Tubes"]
[null,null,null,null,null,null,null,null,null,null,null,"23-35 47 11 11","Non Weather Rated Lighting Fixtures","23-35 47 11 11: Non Weather Rated Lighting Fixtures"]
[null,null,null,null,null,null,null,null,null,null,null,"23-35 47 11 11 11","Non Weather Rated Fluorescent Lighting Fixtures","23-35 47 11 11 11: Non Weather Rated Fluorescent Lighting Fixtures"]
[null,null,null,null,null,null,null,null,null,null,null,"23-35 47 11 11 17","Non Weather Rated Incandescent Lighting Fixtures","23-35 47 11 11 17: Non Weather Rated Incandescent Lighting Fixtures"]
[null,null,null,null,null,null,null,null,null,null,null,"23-35 47 11 13","Submersible Lighting Fixtures","23-35 47 11 13: Submersible Lighting Fixtures"]
[null,null,null,null,null,null,null,null,null,null,null,"23-35 47 11 13 15","Submersible High Intensity Discharge Lighting Fixtures","23-35 47 11 13 15: Submersible High Intensity Discharge Lighting Fixtures"]
[null,null,null,null,null,null,null,null,null,null,null,"23-35 47 11 13 17","Submersible Incandescent Lighting Fixtures","23-35 47 11 13 17: Submersible Incandescent Lighting Fixtures"]
[null,null,null,null,null,null,null,null,null,null,null,"23-35 47 11 15 11","Weather Rated Fluorescent Lighting Fixtures","23-35 47 11 15 11: Weather Rated Fluorescent Lighting Fixtures"]
[null,null,null,null,null,null,null,null,null,null,null,"23-35 47 11 15 13","Weather Rated Halogen Lighting Fixtures","23-35 47 11 15 13: Weather Rated Halogen Lighting Fixtures"]
[null,null,null,null,null,null,null,null,null,null,null,"23-35 47 11 15 19","Weather Rated Light Emitting Diode Lighting Fixtures","23-35 47 11 15 19: Weather Rated Light Emitting Diode Lighting Fixtures"]
[null,null,null,null,null,null,null,null,null,null,null,"23-35 47 11 17","Chandelier","23-35 47 11 17: Chandelier"]
[null,null,null,null,null,null,null,null,null,null,null,"23-35 47 11 18 13","Explosion Proof Halogen Lighting Fixtures","23-35 47 11 18 13: Explosion Proof Halogen Lighting Fixtures"]
[null,null,null,null,null,null,null,null,null,null,null,"23-35 47 11 18 15","Explosion Proof High Intensity Discharge Lighting Fixtures","23-35 47 11 18 15: Explosion Proof High Intensity Discharge Lighting Fixtures"]
[null,null,null,null,null,null,null,null,null,null,null,"23-35 47 11 19","Hazardous Lighting Fixtures","23-35 47 11 19: Hazardous Lighting Fixtures"]
[null,null,null,null,null,null,null,null,null,null,null,"23-35 47 11 19 11","Hazardous Fluorescent Lighting Fixtures","23-35 47 11 19 11: Hazardous Fluorescent Lighting Fixtures"]
[null,null,null,null,null,null,null,null,null,null,null,"23-35 47 11 19 17","Hazardous Incandescent Lighting Fixtures","23-35 47 11 19 17: Hazardous Incandescent Lighting Fixtures"]
[null,null,null,null,null,null,null,null,null,null,null,"23-35 47 11 19 19","Hazardous Light Emitting Diode Lighting Fixtures","23-35 47 11 19 19: Hazardous Light Emitting Diode Lighting Fixtures"]
[null,null,null,null,null,null,null,null,null,null,null,"23-35 47 11 21","Specialized Lighting Fixtures","23-35 47 11 21: Specialized Lighting Fixtures"]
[null,null,null,null,null,null,null,null,null,null,null,"23-35 47 11 21 15","Lighting Posts","23-35 47 11 21 15: Lighting Posts"]
[null,null,null,null,null,null,null,null,null,null,null,"23-35 47 11 21 21","Spotlight Fixtures","23-35 47 11 21 21: Spotlight Fixtures"]
[null,null,null,null,null,null,null,null,null,null,null,"23-35 47 11 21 21 11","Focus Spotlight Fixture","23-35 47 11 21 21 11: Focus Spotlight Fixture"]
[null,null,null,null,null,null,null,null,null,null,null,"23-35 47 11 21 21 17","Pin Spotlight Fixture","23-35 47 11 21 21 17: Pin Spotlight Fixture"]
[null,null,null,null,null,null,null,null,null,null,null,"23-35 47 11 21 23","Street and Roadway Lighting Fixtures","23-35 47 11 21 23: Street and Roadway Lighting Fixtures"]
[null,null,null,null,null,null,null,null,null,null,null,"23-35 47 13 11","Hard Wired Emergency Lighting","23-35 47 13 11: Hard Wired Emergency Lighting"]
[null,null,null,null,null,null,null,null,null,null,null,"23-35 47 13 13","Emergency Lighting With Battery Backup","23-35 47 13 13: Emergency Lighting With Battery Backup"]
[null,null,null,null,null,null,null,null,null,null,null,"23-35 47 15","Exit Illuminated Signs","23-35 47 15: Exit Illuminated Signs"]
[null,null,null,null,null,null,null,null,null,null,null,"23-35 47 15 11","Battery Backup Exit Illuminated Signs","23-35 47 15 11: Battery Backup Exit Illuminated Signs"]
[null,null,null,null,null,null,null,null,null,null,null,"23-35 47 17","Fiber Optic Lighting","23-35 47 17: Fiber Optic Lighting"]
[null,null,null,null,null,null,null,null,null,null,null,"23-35 47 19","Communication Lighting Specialties","23-35 47 19: Communication Lighting Specialties"]
[null,null,null,null,null,null,null,null,null,null,null,"23-35 47 21 11","Lampholders","23-35 47 21 11: Lampholders"]
[null,null,null,null,null,null,null,null,null,null,null,"23-35 47 21 17","Lighting Tracks","23-35 47 21 17: Lighting Tracks"]
[null,null,null,null,null,null,null,null,null,null,null,"23-35 47 23","Lamps","23-35 47 23: Lamps"]
[null,null,null,null,null,null,null,null,null,null,null,"23-35 47 23 11","Halogen Lamps","23-35 47 23 11: Halogen Lamps"]
[null,null,null,null,null,null,null,null,null,null,null,"23-35 47 23 15 11","Fluorescent Lamps","23-35 47 23 15 11: Fluorescent Lamps"]
[null,null,null,null,null,null,null,null,null,null,null,"23-35 47 23 15 13","Compact Fluorescent Lamps","23-35 47 23 15 13: Compact Fluorescent Lamps"]
[null,null,null,null,null,null,null,null,null,null,null,"23-35 47 23 17","Light Emitting Diode Lamps","23-35 47 23 17: Light Emitting Diode Lamps"]
[null,null,null,null,null,null,null,null,null,null,null,"23-37 11 11","Communication Service Penetrations","23-37 11 11: Communication Service Penetrations"]
[null,null,null,null,null,null,null,null,null,null,null,"23-37 11 15 11","Information Technology Racks","23-37 11 15 11: Information Technology Racks"]
[null,null,null,null,null,null,null,null,null,null,null,"23-37 11 15 13","Telephone Racks","23-37 11 15 13: Telephone Racks"]
[null,null,null,null,null,null,null,null,null,null,null,"23-37 11 15 15 13","Fiber Adapter Panels","23-37 11 15 15 13: Fiber Adapter Panels"]
[null,null,null,null,null,null,null,null,null,null,null,"23-37 11 17","Communication Wireways ","23-37 11 17: Communication Wireways "]
[null,null,null,null,null,null,null,null,null,null,null,"23-37 11 17 11 13","Vertical Information Technology Wire Raceways","23-37 11 17 11 13: Vertical Information Technology Wire Raceways"]
[null,null,null,null,null,null,null,null,null,null,null,"23-37 11 17 11 15","Horizontal Information Technology Wire Raceways","23-37 11 17 11 15: Horizontal Information Technology Wire Raceways"]
[null,null,null,null,null,null,null,null,null,null,null,"23-37 11 17 13 13","Vertical Telecommunications Wire Raceways","23-37 11 17 13 13: Vertical Telecommunications Wire Raceways"]
[null,null,null,null,null,null,null,null,null,null,null,"23-37 11 17 15","Complete Visual Signaling","23-37 11 17 15: Complete Visual Signaling"]
[null,null,null,null,null,null,null,null,null,null,null,"23-37 13 11 11","Desktop Personal Computers","23-37 13 11 11: Desktop Personal Computers"]
[null,null,null,null,null,null,null,null,null,null,null,"23-37 13 11 13","Laptop Personal Computers","23-37 13 11 13: Laptop Personal Computers"]
[null,null,null,null,null,null,null,null,null,null,null,"23-37 13 11 19","Workstation Personal Computers","23-37 13 11 19: Workstation Personal Computers"]
[null,null,null,null,null,null,null,null,null,null,null,"23-37 13 11 21","Personal Digital Assistants","23-37 13 11 21: Personal Digital Assistants"]
[null,null,null,null,null,null,null,null,null,null,null,"23-37 13 11 23 13","Computer Controller Cards","23-37 13 11 23 13: Computer Controller Cards"]
[null,null,null,null,null,null,null,null,null,null,null,"23-37 13 11 23 15","Computer Memory Cards","23-37 13 11 23 15: Computer Memory Cards"]
[null,null,null,null,null,null,null,null,null,null,null,"23-37 13 11 23 21","Personal Computer Video Cards","23-37 13 11 23 21: Personal Computer Video Cards"]
[null,null,null,null,null,null,null,null,null,null,null,"23-37 13 13","Personal Computer and Network Security Devices ","23-37 13 13: Personal Computer and Network Security Devices "]
[null,null,null,null,null,null,null,null,null,null,null,"23-37 13 13 15","Computer Intrusion Protection Devices","23-37 13 13 15: Computer Intrusion Protection Devices"]
[null,null,null,null,null,null,null,null,null,null,null,"23-37 13 15","Local Area Network Devices ","23-37 13 15: Local Area Network Devices "]
[null,null,null,null,null,null,null,null,null,null,null,"23-37 13 15 15","Local Area Network Disk Drives","23-37 13 15 15: Local Area Network Disk Drives"]
[null,null,null,null,null,null,null,null,null,null,null,"23-37 13 15 17","Local Area Network Hubs","23-37 13 15 17: Local Area Network Hubs"]
[null,null,null,null,null,null,null,null,null,null,null,"23-37 13 15 25","Local Area Network Switches","23-37 13 15 25: Local Area Network Switches"]
[null,null,null,null,null,null,null,null,null,null,null,"23-37 13 15 27","Local Area Network Tape Drives","23-37 13 15 27: Local Area Network Tape Drives"]
[null,null,null,null,null,null,null,null,null,null,null,"23-37 13 17 11","Wide Area Network Bridges","23-37 13 17 11: Wide Area Network Bridges"]
[null,null,null,null,null,null,null,null,null,null,null,"23-37 13 17 13","Wide Area Network Communication Hardware","23-37 13 17 13: Wide Area Network Communication Hardware"]
[null,null,null,null,null,null,null,null,null,null,null,"23-37 13 17 19","Wide Area Network Load Balancers","23-37 13 17 19: Wide Area Network Load Balancers"]
[null,null,null,null,null,null,null,null,null,null,null,"23-37 13 17 21","Wide Area Network Routers","23-37 13 17 21: Wide Area Network Routers"]
[null,null,null,null,null,null,null,null,null,null,null,"23-37 13 17 27","Wide Area Network Tape Drives","23-37 13 17 27: Wide Area Network Tape Drives"]
[null,null,null,null,null,null,null,null,null,null,null,"23-37 13 17 29","Wide Area Network Wireless Devices","23-37 13 17 29: Wide Area Network Wireless Devices"]
[null,null,null,null,null,null,null,null,null,null,null,"23-37 13 19 11 11","Compact Disk Drives","23-37 13 19 11 11: Compact Disk Drives"]
[null,null,null,null,null,null,null,null,null,null,null,"23-37 13 19 11 13","Digital Video Disc Drives","23-37 13 19 11 13: Digital Video Disc Drives"]
[null,null,null,null,null,null,null,null,null,null,null,"23-37 13 19 15","Flash Memory Drives","23-37 13 19 15: Flash Memory Drives"]
[null,null,null,null,null,null,null,null,null,null,null,"23-37 13 19 17","Computer Tape Drives","23-37 13 19 17: Computer Tape Drives"]
[null,null,null,null,null,null,null,null,null,null,null,"23-37 13 23","Computer Printers ","23-37 13 23: Computer Printers "]
[null,null,null,null,null,null,null,null,null,null,null,"23-37 13 23 11","Computer Laser Printers","23-37 13 23 11: Computer Laser Printers"]
[null,null,null,null,null,null,null,null,null,null,null,"23-37 13 25","Computer Scanners","23-37 13 25: Computer Scanners"]
[null,null,null,null,null,null,null,null,null,null,null,"23-37 13 27","Computer Video Conferencing Equipment ","23-37 13 27: Computer Video Conferencing Equipment "]
[null,null,null,null,null,null,null,null,null,null,null,"23-37 15 11 13","Digital Cameras","23-37 15 11 13: Digital Cameras"]
[null,null,null,null,null,null,null,null,null,null,null,"23-37 15 13","Camera Recorders","23-37 15 13: Camera Recorders"]
[null,null,null,null,null,null,null,null,null,null,null,"23-37 15 15","Digital Music Players","23-37 15 15: Digital Music Players"]
[null,null,null,null,null,null,null,null,null,null,null,"23-37 15 17","Projection Equipment","23-37 15 17: Projection Equipment"]
[null,null,null,null,null,null,null,null,null,null,null,"23-37 15 19","Video Projectors","23-37 15 19: Video Projectors"]
[null,null,null,null,null,null,null,null,null,null,null,"23-37 15 19 11","Video Slide Projectors","23-37 15 19 11: Video Slide Projectors"]
[null,null,null,null,null,null,null,null,null,null,null,"23-37 15 19 17","Video Slide Projectors","23-37 15 19 17: Video Slide Projectors"]
[null,null,null,null,null,null,null,null,null,null,null,"23-37 15 19 19","Video Digital Projectors","23-37 15 19 19: Video Digital Projectors"]
[null,null,null,null,null,null,null,null,null,null,null,"23-37 15 21 13","Video Recorders","23-37 15 21 13: Video Recorders"]
[null,null,null,null,null,null,null,null,null,null,null,"23-37 15 23","Stereo Equipment","23-37 15 23: Stereo Equipment"]
[null,null,null,null,null,null,null,null,null,null,null,"23-37 15 23 15","Stereo Speakers","23-37 15 23 15: Stereo Speakers"]
[null,null,null,null,null,null,null,null,null,null,null,"23-37 15 25","Televisions","23-37 15 25: Televisions"]
[null,null,null,null,null,null,null,null,null,null,null,"23-37 15 25 15","Plasma Display Televisions","23-37 15 25 15: Plasma Display Televisions"]
[null,null,null,null,null,null,null,null,null,null,null,"23-37 15 25 17","Projection Screen Televisions","23-37 15 25 17: Projection Screen Televisions"]
[null,null,null,null,null,null,null,null,null,null,null,"23-37 15 29","Audio Equipment","23-37 15 29: Audio Equipment"]
[null,null,null,null,null,null,null,null,null,null,null,"23-37 15 29 11","Sound Reinforcement Equipment","23-37 15 29 11: Sound Reinforcement Equipment"]
[null,null,null,null,null,null,null,null,null,null,null,"23-37 15 29 11 15","Sound Amplifiers","23-37 15 29 11 15: Sound Amplifiers"]
[null,null,null,null,null,null,null,null,null,null,null,"23-37 15 29 11 17","Audio Equalizers","23-37 15 29 11 17: Audio Equalizers"]
[null,null,null,null,null,null,null,null,null,null,null,"23-37 17 11","Sound Devices","23-37 17 11: Sound Devices"]
[null,null,null,null,null,null,null,null,null,null,null,"23-37 17 13","Signal Devices ","23-37 17 13: Signal Devices "]
[null,null,null,null,null,null,null,null,null,null,null,"23-37 17 13 15","Sirens","23-37 17 13 15: Sirens"]
[null,null,null,null,null,null,null,null,null,null,null,"23-37 17 13 17","Aerials","23-37 17 13 17: Aerials"]
[null,null,null,null,null,null,null,null,null,null,null,"23-37 17 15","Public Address Equipment","23-37 17 15: Public Address Equipment"]
[null,null,null,null,null,null,null,null,null,null,null,"23-37 19 15","Plasma Video Monitors","23-37 19 15: Plasma Video Monitors"]
[null,null,null,null,null,null,null,null,null,null,null,"23-37 21 13","Film Projectors","23-37 21 13: Film Projectors"]
[null,null,null,null,null,null,null,null,null,null,null,"23-37 21 15","Data Multi Media Projectors","23-37 21 15: Data Multi Media Projectors"]
[null,null,null,null,null,null,null,null,null,null,null,"23-37 23 11 11","Wireless Phones","23-37 23 11 11: Wireless Phones"]
[null,null,null,null,null,null,null,null,null,null,null,"23-37 23 11 13","Wireless Phone Chargers","23-37 23 11 13: Wireless Phone Chargers"]
[null,null,null,null,null,null,null,null,null,null,null,"23-37 23 13 13","Multiple Line Telephones","23-37 23 13 13: Multiple Line Telephones"]
[null,null,null,null,null,null,null,null,null,null,null,"23-37 23 15","Telephone Equipment","23-37 23 15: Telephone Equipment"]
[null,null,null,null,null,null,null,null,null,null,null,"23-37 23 17","Intercom Equipment","23-37 23 17: Intercom Equipment"]
[null,null,null,null,null,null,null,null,null,null,null,"23-37 23 17 11","Intercoms","23-37 23 17 11: Intercoms"]
[null,null,null,null,null,null,null,null,null,null,null,"23-37 23 19 11","Radio Booths","23-37 23 19 11: Radio Booths"]
[null,null,null,null,null,null,null,null,null,null,null,"23-37 23 19 11 11","Radio Broadcast Booths","23-37 23 19 11 11: Radio Broadcast Booths"]
[null,null,null,null,null,null,null,null,null,null,null,"23-37 23 19 15","Radio Broadcast Receivers","23-37 23 19 15: Radio Broadcast Receivers"]
[null,null,null,null,null,null,null,null,null,null,null,"23-37 23 19 21","Radio Broadcast Transmission Towers","23-37 23 19 21: Radio Broadcast Transmission Towers"]
[null,null,null,null,null,null,null,null,null,null,null,"23-37 23 21","Radio Communication Equipment","23-37 23 21: Radio Communication Equipment"]
[null,null,null,null,null,null,null,null,null,null,null,"23-37 23 21 11","Infra Red Radio Communication Equipment","23-37 23 21 11: Infra Red Radio Communication Equipment"]
[null,null,null,null,null,null,null,null,null,null,null,"23-37 23 21 11 11","Infra Red Radio Communication Receivers","23-37 23 21 11 11: Infra Red Radio Communication Receivers"]
[null,null,null,null,null,null,null,null,null,null,null,"23-37 23 21 11 13","Infra Red Radio Communication Transmitters","23-37 23 21 11 13: Infra Red Radio Communication Transmitters"]
[null,null,null,null,null,null,null,null,null,null,null,"23-37 23 21 11 15","Infra Red Radio Communication Transmitter Receivers","23-37 23 21 11 15: Infra Red Radio Communication Transmitter Receivers"]
[null,null,null,null,null,null,null,null,null,null,null,"23-37 23 21 13","Satellite Radio Communication Equipment","23-37 23 21 13: Satellite Radio Communication Equipment"]
[null,null,null,null,null,null,null,null,null,null,null,"23-37 23 21 13 11","Satellite Radio Communication Transmitters","23-37 23 21 13 11: Satellite Radio Communication Transmitters"]
[null,null,null,null,null,null,null,null,null,null,null,"23-37 23 21 13 13","Satellite Radio Communication Transmitter Receivers","23-37 23 21 13 13: Satellite Radio Communication Transmitter Receivers"]
[null,null,null,null,null,null,null,null,null,null,null,"23-37 23 21 13 15","Satellite Radio Communications Receivers","23-37 23 21 13 15: Satellite Radio Communications Receivers"]
[null,null,null,null,null,null,null,null,null,null,null,"23-37 23 21 15","Wireless Radio Communication Equipment","23-37 23 21 15: Wireless Radio Communication Equipment"]
[null,null,null,null,null,null,null,null,null,null,null,"23-37 23 21 15 11","Wireless Radio Communication Receivers","23-37 23 21 15 11: Wireless Radio Communication Receivers"]
[null,null,null,null,null,null,null,null,null,null,null,"23-37 23 21 15 13","Wireless Radio Communication Transmitters","23-37 23 21 15 13: Wireless Radio Communication Transmitters"]
[null,null,null,null,null,null,null,null,null,null,null,"23-37 23 21 15 15","Wireless Radio Communication Transmitter Receivers","23-37 23 21 15 15: Wireless Radio Communication Transmitter Receivers"]
[null,null,null,null,null,null,null,null,null,null,null,"23-37 23 21 17","Radio Communication Antenna Towers","23-37 23 21 17: Radio Communication Antenna Towers"]
[null,null,null,null,null,null,null,null,null,null,null,"23-37 23 21 19","Radio Communication Transmission Towers","23-37 23 21 19: Radio Communication Transmission Towers"]
[null,null,null,null,null,null,null,null,null,null,null,"23-37 23 23","Satellite Communication Equipment","23-37 23 23: Satellite Communication Equipment"]
[null,null,null,null,null,null,null,null,null,null,null,"23-37 23 23 11","Satellite Communication Dishes","23-37 23 23 11: Satellite Communication Dishes"]
[null,null,null,null,null,null,null,null,null,null,null,"23-37 25 11","Broadcasting Communication Circuits","23-37 25 11: Broadcasting Communication Circuits"]
[null,null,null,null,null,null,null,null,null,null,null,"23-37 25 13","Broadcasting Intercommunication Equipment","23-37 25 13: Broadcasting Intercommunication Equipment"]
[null,null,null,null,null,null,null,null,null,null,null,"23-37 25 15","Broadcasting Communication and Data Processing Equipment","23-37 25 15: Broadcasting Communication and Data Processing Equipment"]
[null,null,null,null,null,null,null,null,null,null,null,"23-37 25 17","Broadcasting Cable Transmission and Reception Equipment","23-37 25 17: Broadcasting Cable Transmission and Reception Equipment"]
[null,null,null,null,null,null,null,null,null,null,null,"23-37 25 17 11","Broadcasting Cable Transmission and Reception Amplifiers","23-37 25 17 11: Broadcasting Cable Transmission and Reception Amplifiers"]
[null,null,null,null,null,null,null,null,null,null,null,"23-37 25 17 13","Broadcasting Cable Transmission and Reception Modulators","23-37 25 17 13: Broadcasting Cable Transmission and Reception Modulators"]
[null,null,null,null,null,null,null,null,null,null,null,"23-37 25 17 15","Broadcasting Cable Transmission and Reception Control Equipment","23-37 25 17 15: Broadcasting Cable Transmission and Reception Control Equipment"]
[null,null,null,null,null,null,null,null,null,null,null,"23-37 25 19","Broadcast Transmission and Reception Equipment","23-37 25 19: Broadcast Transmission and Reception Equipment"]
[null,null,null,null,null,null,null,null,null,null,null,"23-37 25 19 11","Broadcast Transmitters","23-37 25 19 11: Broadcast Transmitters"]
[null,null,null,null,null,null,null,null,null,null,null,"23-37 25 19 13","Broadcast Antennas","23-37 25 19 13: Broadcast Antennas"]
[null,null,null,null,null,null,null,null,null,null,null,"23-37 25 19 15","Broadcast Amplifiers","23-37 25 19 15: Broadcast Amplifiers"]
[null,null,null,null,null,null,null,null,null,null,null,"23-37 25 19 17","Broadcast Control Equipment","23-37 25 19 17: Broadcast Control Equipment"]
[null,null,null,null,null,null,null,null,null,null,null,"23-37 25 21","Broadcasting Microwave Transmission and Reception Equipment","23-37 25 21: Broadcasting Microwave Transmission and Reception Equipment"]
[null,null,null,null,null,null,null,null,null,null,null,"23-37 25 21 11","Broadcasting Microwave Transmitters","23-37 25 21 11: Broadcasting Microwave Transmitters"]
[null,null,null,null,null,null,null,null,null,null,null,"23-37 25 21 13","Broadcasting Microwave Antennas","23-37 25 21 13: Broadcasting Microwave Antennas"]
[null,null,null,null,null,null,null,null,null,null,null,"23-37 25 21 15","Broadcasting Satellite Dishes","23-37 25 21 15: Broadcasting Satellite Dishes"]
[null,null,null,null,null,null,null,null,null,null,null,"23-37 25 21 17","Broadcasting Microwave Amplifiers","23-37 25 21 17: Broadcasting Microwave Amplifiers"]
[null,null,null,null,null,null,null,null,null,null,null,"23-37 25 21 19","Broadcasting Microwave Receivers","23-37 25 21 19: Broadcasting Microwave Receivers"]
[null,null,null,null,null,null,null,null,null,null,null,"23-37 25 23","Broadcasting Equipment","23-37 25 23: Broadcasting Equipment"]
[null,null,null,null,null,null,null,null,null,null,null,"23-37 25 23 11","Television Broadcasting Equipment","23-37 25 23 11: Television Broadcasting Equipment"]
[null,null,null,null,null,null,null,null,null,null,null,"23-37 25 23 13","Multimedia Broadcasting Equipment","23-37 25 23 13: Multimedia Broadcasting Equipment"]
[null,null,null,null,null,null,null,null,null,null,null,"23-37 25 23 15","Broadcasting Light Signals","23-37 25 23 15: Broadcasting Light Signals"]
[null,null,null,null,null,null,null,null,null,null,null,"23-37 27 11","Duress Notification Devices","23-37 27 11: Duress Notification Devices"]
[null,null,null,null,null,null,null,null,null,null,null,"23-37 27 13","Mass Notification Systems","23-37 27 13: Mass Notification Systems"]
[null,null,null,null,null,null,null,null,null,null,null,"23-37 27 13 11","Emergency Notification Devices","23-37 27 13 11: Emergency Notification Devices"]
[null,null,null,null,null,null,null,null,null,null,null,"23-37 27 13 13","Imminent Danger Notification Devices","23-37 27 13 13: Imminent Danger Notification Devices"]
[null,null,null,null,null,null,null,null,null,null,null,"23-37 27 15","Intercoms","23-37 27 15: Intercoms"]
[null,null,null,null,null,null,null,null,null,null,null,"23-37 27 15 11","Audio Intercoms","23-37 27 15 11: Audio Intercoms"]
[null,null,null,null,null,null,null,null,null,null,null,"23-37 27 15 13","Audio Visual Intercoms","23-37 27 15 13: Audio Visual Intercoms"]
[null,null,null,null,null,null,null,null,null,null,null,"23-37 27 17","Emergency Call Equipment","23-37 27 17: Emergency Call Equipment"]
[null,null,null,null,null,null,null,null,null,null,null,"23-37 27 17 11","Call Systems for the Disabled","23-37 27 17 11: Call Systems for the Disabled"]
[null,null,null,null,null,null,null,null,null,null,null,"23-37 27 17 13","Nurse Call Equipment","23-37 27 17 13: Nurse Call Equipment"]
[null,null,null,null,null,null,null,null,null,null,null,"23-39 11 11","Traffic Safety Barriers and Protections","23-39 11 11: Traffic Safety Barriers and Protections"]
[null,null,null,null,null,null,null,null,null,null,null,"23-39 11 11 11","Safety Barriers","23-39 11 11 11: Safety Barriers"]
[null,null,null,null,null,null,null,null,null,null,null,"23-39 11 11 11 11","Crash Barriers ( including Impact Attenuating Devices)","23-39 11 11 11 11: Crash Barriers ( including Impact Attenuating Devices)"]
[null,null,null,null,null,null,null,null,null,null,null,"23-39 11 11 11 13","Median Barriers","23-39 11 11 11 13: Median Barriers"]
[null,null,null,null,null,null,null,null,null,null,null,"23-39 11 11 11 15","Guardrails","23-39 11 11 11 15: Guardrails"]
[null,null,null,null,null,null,null,null,null,null,null,"23-39 11 11 13","Noise Barriers","23-39 11 11 13: Noise Barriers"]
[null,null,null,null,null,null,null,null,null,null,null,"23-39 11 11 15","Traffic Barriers","23-39 11 11 15: Traffic Barriers"]
[null,null,null,null,null,null,null,null,null,null,null,"23-39 11 11 15 11","Traffic Delineators","23-39 11 11 15 11: Traffic Delineators"]
[null,null,null,null,null,null,null,null,null,null,null,"23-39 11 11 17","Traffic Control","23-39 11 11 17: Traffic Control"]
[null,null,null,null,null,null,null,null,null,null,null,"23-39 11 11 17 11","Traffic Speed Bumps","23-39 11 11 17 11: Traffic Speed Bumps"]
[null,null,null,null,null,null,null,null,null,null,null,"23-39 11 11 19","Roadway Curbs","23-39 11 11 19: Roadway Curbs"]
[null,null,null,null,null,null,null,null,null,null,null,"23-39 11 11 21","Roadway Gutters","23-39 11 11 21: Roadway Gutters"]
[null,null,null,null,null,null,null,null,null,null,null,"23-39 11 11 23","Roadway Cattle Guards","23-39 11 11 23: Roadway Cattle Guards"]
[null,null,null,null,null,null,null,null,null,null,null,"23-39 11 13","Roadway Signage","23-39 11 13: Roadway Signage"]
[null,null,null,null,null,null,null,null,null,null,null,"23-39 11 15","Roadway Markers","23-39 11 15: Roadway Markers"]
[null,null,null,null,null,null,null,null,null,null,null,"23-39 11 15 11","Roadway Surface Markings","23-39 11 15 11: Roadway Surface Markings"]
[null,null,null,null,null,null,null,null,null,null,null,"23-39 11 15 13","Roadway Reflectors","23-39 11 15 13: Roadway Reflectors"]
[null,null,null,null,null,null,null,null,null,null,null,"23-39 11 15 15","Traffic Cones","23-39 11 15 15: Traffic Cones"]
[null,null,null,null,null,null,null,null,null,null,null,"23-39 11 15 17","Roadway Mirrors","23-39 11 15 17: Roadway Mirrors"]
[null,null,null,null,null,null,null,null,null,null,null,"23-39 11 15 17","Traffic Signals","23-39 11 15 17: Traffic Signals"]
[null,null,null,null,null,null,null,null,null,null,null,"23-39 11 15 19","Traffic Cameras","23-39 11 15 19: Traffic Cameras"]
[null,null,null,null,null,null,null,null,null,null,null,"23-39 11 15 19","Traffic Monitoring Equipment","23-39 11 15 19: Traffic Monitoring Equipment"]
[null,null,null,null,null,null,null,null,null,null,null,"23-39 11 15 21","Traffic Detectors and Sensors","23-39 11 15 21: Traffic Detectors and Sensors"]
[null,null,null,null,null,null,null,null,null,null,null,"23-39 11 17","Vehicle Control Barriers","23-39 11 17: Vehicle Control Barriers"]
[null,null,null,null,null,null,null,null,null,null,null,"23-39 11 17 11","Anti Ram Planters","23-39 11 17 11: Anti Ram Planters"]
[null,null,null,null,null,null,null,null,null,null,null,"23-39 11 17 13","Jersey Barriers","23-39 11 17 13: Jersey Barriers"]
[null,null,null,null,null,null,null,null,null,null,null,"23-39 11 17 15","Active Tire Shredders","23-39 11 17 15: Active Tire Shredders"]
[null,null,null,null,null,null,null,null,null,null,null,"23-39 11 17 17","Passive Tire Shredders","23-39 11 17 17: Passive Tire Shredders"]
[null,null,null,null,null,null,null,null,null,null,null,"23-39 11 19","Bollards ","23-39 11 19: Bollards "]
[null,null,null,null,null,null,null,null,null,null,null,"23-39 11 19 11","Active Anti Ram Bollards","23-39 11 19 11: Active Anti Ram Bollards"]
[null,null,null,null,null,null,null,null,null,null,null,"23-39 11 19 13","Passive Anti Ram Bollards","23-39 11 19 13: Passive Anti Ram Bollards"]
[null,null,null,null,null,null,null,null,null,null,null,"23-39 11 19 15","Architectural Bollards","23-39 11 19 15: Architectural Bollards"]
[null,null,null,null,null,null,null,null,null,null,null,"23-39 13 11","Tunnels","23-39 13 11: Tunnels"]
[null,null,null,null,null,null,null,null,null,null,null,"23-39 13 11 11","Tunnel Shafts","23-39 13 11 11: Tunnel Shafts"]
[null,null,null,null,null,null,null,null,null,null,null,"23-39 13 11 13","Tunnel Segments","23-39 13 11 13: Tunnel Segments"]
[null,null,null,null,null,null,null,null,null,null,null,"23-39 13 11 15","Tunnel Linings","23-39 13 11 15: Tunnel Linings"]
[null,null,null,null,null,null,null,null,null,null,null,"23-39 13 11 17","Tunnel Grouting","23-39 13 11 17: Tunnel Grouting"]
[null,null,null,null,null,null,null,null,null,null,null,"23-39 13 11 17 11","Earth Stabilization Chemical Grouting","23-39 13 11 17 11: Earth Stabilization Chemical Grouting"]
[null,null,null,null,null,null,null,null,null,null,null,"23-39 13 11 17 13","Rock Seam Pressure Grouting","23-39 13 11 17 13: Rock Seam Pressure Grouting"]
[null,null,null,null,null,null,null,null,null,null,null,"23-39 13 11 17 15","Tunnel Liner Grouting","23-39 13 11 17 15: Tunnel Liner Grouting"]
[null,null,null,null,null,null,null,null,null,null,null,"23-39 13 11 19","Microtunneling","23-39 13 11 19: Microtunneling"]
[null,null,null,null,null,null,null,null,null,null,null,"23-39 13 13","Bridges","23-39 13 13: Bridges"]
[null,null,null,null,null,null,null,null,null,null,null,"23-39 13 13 11","Prefabricated Bridges","23-39 13 13 11: Prefabricated Bridges"]
[null,null,null,null,null,null,null,null,null,null,null,"23-39 13 13 13","Bridge Beams","23-39 13 13 13: Bridge Beams"]
[null,null,null,null,null,null,null,null,null,null,null,"23-39 13 13 15","Bridge Trusses","23-39 13 13 15: Bridge Trusses"]
[null,null,null,null,null,null,null,null,null,null,null,"23-39 13 13 17","Bridge Cable","23-39 13 13 17: Bridge Cable"]
[null,null,null,null,null,null,null,null,null,null,null,"23-39 13 13 19","Bridge Bearings","23-39 13 13 19: Bridge Bearings"]
[null,null,null,null,null,null,null,null,null,null,null,"23-39 13 13 19 11","Fixed Bridge Bearings","23-39 13 13 19 11: Fixed Bridge Bearings"]
[null,null,null,null,null,null,null,null,null,null,null,"23-39 13 13 19 13","Expansion Bridge Bearings","23-39 13 13 19 13: Expansion Bridge Bearings"]
[null,null,null,null,null,null,null,null,null,null,null,"23-39 13 13 19 15","Multi Rotational Bridge Bearings","23-39 13 13 19 15: Multi Rotational Bridge Bearings"]
[null,null,null,null,null,null,null,null,null,null,null,"23-39 13 13 21","Bridge Movable Mechanism","23-39 13 13 21: Bridge Movable Mechanism"]
[null,null,null,null,null,null,null,null,null,null,null,"23-39 13 13 23","Bridge Decking","23-39 13 13 23: Bridge Decking"]
[null,null,null,null,null,null,null,null,null,null,null,"23-39 13 13 25","Bridge Drainage","23-39 13 13 25: Bridge Drainage"]
[null,null,null,null,null,null,null,null,null,null,null,"23-39 13 13 27","Bridge Safety Barriers","23-39 13 13 27: Bridge Safety Barriers"]
[null,null,null,null,null,null,null,null,null,null,null,"23-39 13 13 27 11","Shock Absorbers","23-39 13 13 27 11: Shock Absorbers"]
[null,null,null,null,null,null,null,null,null,null,null,"23-39 13 13 27 13","Bridge Parapets","23-39 13 13 27 13: Bridge Parapets"]
[null,null,null,null,null,null,null,null,null,null,null,"23-39 13 13 27 15","Bridge Railings","23-39 13 13 27 15: Bridge Railings"]
[null,null,null,null,null,null,null,null,null,null,null,"23-39 13 13 29","Bridge Expansion Joints","23-39 13 13 29: Bridge Expansion Joints"]
[null,null,null,null,null,null,null,null,null,null,null,"23-39 13 13 29 11","Bridge Expansion Joint Assemblies","23-39 13 13 29 11: Bridge Expansion Joint Assemblies"]
[null,null,null,null,null,null,null,null,null,null,null,"23-39 15 11","Railway Track Equipment","23-39 15 11: Railway Track Equipment"]
[null,null,null,null,null,null,null,null,null,null,null,"23-39 15 11 11","Railway Ties","23-39 15 11 11: Railway Ties"]
[null,null,null,null,null,null,null,null,null,null,null,"23-39 15 11 11 11","Railway Concrete Ties","23-39 15 11 11 11: Railway Concrete Ties"]
[null,null,null,null,null,null,null,null,null,null,null,"23-39 15 11 11 13","Railway Wood Ties","23-39 15 11 11 13: Railway Wood Ties"]
[null,null,null,null,null,null,null,null,null,null,null,"23-39 15 11 13","Railway Rails","23-39 15 11 13: Railway Rails"]
[null,null,null,null,null,null,null,null,null,null,null,"23-39 15 11 15","Railway Turnouts","23-39 15 11 15: Railway Turnouts"]
[null,null,null,null,null,null,null,null,null,null,null,"23-39 15 11 17","Railway Bumpers","23-39 15 11 17: Railway Bumpers"]
[null,null,null,null,null,null,null,null,null,null,null,"23-39 15 13","Railway Platform Components","23-39 15 13: Railway Platform Components"]
[null,null,null,null,null,null,null,null,null,null,null,"23-39 15 15","Railway Electrification Equipment","23-39 15 15: Railway Electrification Equipment"]
[null,null,null,null,null,null,null,null,null,null,null,"23-39 15 15 11","Railway Surge Arresters","23-39 15 15 11: Railway Surge Arresters"]
[null,null,null,null,null,null,null,null,null,null,null,"23-39 15 15 13","Railway Traction Lines","23-39 15 15 13: Railway Traction Lines"]
[null,null,null,null,null,null,null,null,null,null,null,"23-39 15 15 13 11","Railway Traction Line Pylons","23-39 15 15 13 11: Railway Traction Line Pylons"]
[null,null,null,null,null,null,null,null,null,null,null,"23-39 15 17","Railway Monitoring and Control","23-39 15 17: Railway Monitoring and Control"]
[null,null,null,null,null,null,null,null,null,null,null,"23-39 15 17 11","Railway Signaling Devices","23-39 15 17 11: Railway Signaling Devices"]
[null,null,null,null,null,null,null,null,null,null,null,"23-39 15 17 13","Railway Control Instrumentation","23-39 15 17 13: Railway Control Instrumentation"]
[null,null,null,null,null,null,null,null,null,null,null,"23-39 15 19","Railway Locomotives","23-39 15 19: Railway Locomotives"]
[null,null,null,null,null,null,null,null,null,null,null,"23-39 15 19 11","Railway Diesel Locomotives","23-39 15 19 11: Railway Diesel Locomotives"]
[null,null,null,null,null,null,null,null,null,null,null,"23-39 15 19 13","Railway Electric Locomotives","23-39 15 19 13: Railway Electric Locomotives"]
[null,null,null,null,null,null,null,null,null,null,null,"23-39 15 21","Railway Cars","23-39 15 21: Railway Cars"]
[null,null,null,null,null,null,null,null,null,null,null,"23-39 15 21 11","Railway Passenger Cars","23-39 15 21 11: Railway Passenger Cars"]
[null,null,null,null,null,null,null,null,null,null,null,"23-39 15 21 13","Railway Sleeper Cars","23-39 15 21 13: Railway Sleeper Cars"]
[null,null,null,null,null,null,null,null,null,null,null,"23-39 15 21 15","Railway Baggage Cars","23-39 15 21 15: Railway Baggage Cars"]
[null,null,null,null,null,null,null,null,null,null,null,"23-39 15 21 17","Railway Diner Cars","23-39 15 21 17: Railway Diner Cars"]
[null,null,null,null,null,null,null,null,null,null,null,"23-39 15 21 19","Railway Freight Cars","23-39 15 21 19: Railway Freight Cars"]
[null,null,null,null,null,null,null,null,null,null,null,"23-39 15 21 19 11","Railway Box Cars","23-39 15 21 19 11: Railway Box Cars"]
[null,null,null,null,null,null,null,null,null,null,null,"23-39 15 21 19 13","Railway Coal Cars","23-39 15 21 19 13: Railway Coal Cars"]
[null,null,null,null,null,null,null,null,null,null,null,"23-39 15 21 19 15","Railway Vehicle Carrier Cars","23-39 15 21 19 15: Railway Vehicle Carrier Cars"]
[null,null,null,null,null,null,null,null,null,null,null,"23-39 15 21 21","Railway Tanker Cars","23-39 15 21 21: Railway Tanker Cars"]
[null,null,null,null,null,null,null,null,null,null,null,"23-39 15 21 23","Railway Car Equipment","23-39 15 21 23: Railway Car Equipment"]
[null,null,null,null,null,null,null,null,null,null,null,"23-39 15 21 23 11","Railway Car Bumpers","23-39 15 21 23 11: Railway Car Bumpers"]
[null,null,null,null,null,null,null,null,null,null,null,"23-39 15 21 23 13","Railway Car Electrical Connectors","23-39 15 21 23 13: Railway Car Electrical Connectors"]
[null,null,null,null,null,null,null,null,null,null,null,"23-39 17 11","Cable Trams","23-39 17 11: Cable Trams"]
[null,null,null,null,null,null,null,null,null,null,null,"23-39 17 13","Cable Cars","23-39 17 13: Cable Cars"]
[null,null,null,null,null,null,null,null,null,null,null,"23-39 17 15","Funicular Cable Rails","23-39 17 15: Funicular Cable Rails"]
[null,null,null,null,null,null,null,null,null,null,null,"23-39 17 17","Funicular Cables","23-39 17 17: Funicular Cables"]
[null,null,null,null,null,null,null,null,null,null,null,"23-39 17 19","Aerial Tramways","23-39 17 19: Aerial Tramways"]
[null,null,null,null,null,null,null,null,null,null,null,"23-39 17 21","Chair Lifts","23-39 17 21: Chair Lifts"]
[null,null,null,null,null,null,null,null,null,null,null,"23-39 17 23","Ski Lifts","23-39 17 23: Ski Lifts"]
[null,null,null,null,null,null,null,null,null,null,null,"23-39 17 23 11","Ski Pole Lifts","23-39 17 23 11: Ski Pole Lifts"]
[null,null,null,null,null,null,null,null,null,null,null,"23-39 17 23 13","Ski Chair Lifts","23-39 17 23 13: Ski Chair Lifts"]
[null,null,null,null,null,null,null,null,null,null,null,"23-39 19 11","Aviation Monitoring and Control","23-39 19 11: Aviation Monitoring and Control"]
[null,null,null,null,null,null,null,null,null,null,null,"23-39 19 11 11","Approach Indication Equipment","23-39 19 11 11: Approach Indication Equipment"]
[null,null,null,null,null,null,null,null,null,null,null,"23-39 19 11 13","Aviation Monitoring Equipment","23-39 19 11 13: Aviation Monitoring Equipment"]
[null,null,null,null,null,null,null,null,null,null,null,"23-39 19 11 13 11","Aviation Windsocks","23-39 19 11 13 11: Aviation Windsocks"]
[null,null,null,null,null,null,null,null,null,null,null,"23-39 19 13","Aviation Barriers","23-39 19 13: Aviation Barriers"]
[null,null,null,null,null,null,null,null,null,null,null,"23-39 19 13 11","Jet Blast Barriers","23-39 19 13 11: Jet Blast Barriers"]
[null,null,null,null,null,null,null,null,null,null,null,"23-39 19 13 13","Aviation Sound Barriers","23-39 19 13 13: Aviation Sound Barriers"]
[null,null,null,null,null,null,null,null,null,null,null,"23-39 21 11","Navigation Facilities","23-39 21 11: Navigation Facilities"]
[null,null,null,null,null,null,null,null,null,null,null,"23-39 21 11 11","Components ","23-39 21 11 11: Components "]
[null,null,null,null,null,null,null,null,null,null,null,"23-39 21 11 11 11","Mooring Posts","23-39 21 11 11 11: Mooring Posts"]
[null,null,null,null,null,null,null,null,null,null,null,"23-39 21 11 11 13","Boat Fenders","23-39 21 11 11 13: Boat Fenders"]
[null,null,null,null,null,null,null,null,null,null,null,"23-39 21 11 13","Canal Locks","23-39 21 11 13: Canal Locks"]
[null,null,null,null,null,null,null,null,null,null,null,"23-39 21 11 13 11","Canal Lock Gates","23-39 21 11 13 11: Canal Lock Gates"]
[null,null,null,null,null,null,null,null,null,null,null,"23-39 21 11 13 11 11","Canal Hydraulic Gates","23-39 21 11 13 11 11: Canal Hydraulic Gates"]
[null,null,null,null,null,null,null,null,null,null,null,"23-39 21 11 13 11 13","Canal High Pressure Gates","23-39 21 11 13 11 13: Canal High Pressure Gates"]
[null,null,null,null,null,null,null,null,null,null,null,"23-39 21 11 13 11 15","Canal Hinged Leaf Gates","23-39 21 11 13 11 15: Canal Hinged Leaf Gates"]
[null,null,null,null,null,null,null,null,null,null,null,"23-39 21 11 13 11 17","Canal Radial Gates","23-39 21 11 13 11 17: Canal Radial Gates"]
[null,null,null,null,null,null,null,null,null,null,null,"23-39 21 11 13 11 19","Canal Slide Gates","23-39 21 11 13 11 19: Canal Slide Gates"]
[null,null,null,null,null,null,null,null,null,null,null,"23-39 21 11 13 11 21","Canal Sluice Gates","23-39 21 11 13 11 21: Canal Sluice Gates"]
[null,null,null,null,null,null,null,null,null,null,null,"23-39 21 11 13 11 23","Canal Spillway Crest Gates","23-39 21 11 13 11 23: Canal Spillway Crest Gates"]
[null,null,null,null,null,null,null,null,null,null,null,"23-39 21 11 13 11 25","Canal Vertical Lift Gates","23-39 21 11 13 11 25: Canal Vertical Lift Gates"]
[null,null,null,null,null,null,null,null,null,null,null,"23-39 21 11 13 13","Canal Hydraulic Valves","23-39 21 11 13 13: Canal Hydraulic Valves"]
[null,null,null,null,null,null,null,null,null,null,null,"23-39 21 11 13 13 11","Canal Butterfly Valves","23-39 21 11 13 13 11: Canal Butterfly Valves"]
[null,null,null,null,null,null,null,null,null,null,null,"23-39 21 11 13 13 13","Canal Regulating Valves","23-39 21 11 13 13 13: Canal Regulating Valves"]
[null,null,null,null,null,null,null,null,null,null,null,"23-39 21 11 15","Piers and Docks","23-39 21 11 15: Piers and Docks"]
[null,null,null,null,null,null,null,null,null,null,null,"23-39 21 11 15 11","Floating Docks","23-39 21 11 15 11: Floating Docks"]
[null,null,null,null,null,null,null,null,null,null,null,"23-39 21 11 15 13","Dock Loading Ramps","23-39 21 11 15 13: Dock Loading Ramps"]
[null,null,null,null,null,null,null,null,null,null,null,"23-39 21 11 17","Pontoons","23-39 21 11 17: Pontoons"]
[null,null,null,null,null,null,null,null,null,null,null,"23-39 21 11 19","Jetties","23-39 21 11 19: Jetties"]
[null,null,null,null,null,null,null,null,null,null,null,"23-39 21 13","Waterflow Controls","23-39 21 13: Waterflow Controls"]
[null,null,null,null,null,null,null,null,null,null,null,"23-39 21 13 11","Reservoirs","23-39 21 13 11: Reservoirs"]
[null,null,null,null,null,null,null,null,null,null,null,"23-39 21 13 13","Dams, Dikes","23-39 21 13 13: Dams, Dikes"]
[null,null,null,null,null,null,null,null,null,null,null,"23-39 21 13 15","Weirs","23-39 21 13 15: Weirs"]
[null,null,null,null,null,null,null,null,null,null,null,"23-39 21 13 17","Barrages","23-39 21 13 17: Barrages"]
[null,null,null,null,null,null,null,null,null,null,null,"23-39 21 13 19","Bifurcation Panels","23-39 21 13 19: Bifurcation Panels"]
[null,null,null,null,null,null,null,null,null,null,null,"23-39 21 13 21","Manifolds","23-39 21 13 21: Manifolds"]
[null,null,null,null,null,null,null,null,null,null,null,"23-39 21 13 23","Penstocks and Sluice Gate","23-39 21 13 23: Penstocks and Sluice Gate"]
[null,null,null,null,null,null,null,null,null,null,null,"23-39 21 13 25","Trash Rakes","23-39 21 13 25: Trash Rakes"]
[null,null,null,null,null,null,null,null,null,null,null,"23-39 21 15","Breakwater Products","23-39 21 15: Breakwater Products"]
[null,null,null,null,null,null,null,null,null,null,null,"23-39 21 15 11","Bulkheads","23-39 21 15 11: Bulkheads"]
[null,null,null,null,null,null,null,null,null,null,null,"23-39 21 15 13","Seawalls","23-39 21 15 13: Seawalls"]
[null,null,null,null,null,null,null,null,null,null,null,"23-39 21 15 15","Moles and Breakwater","23-39 21 15 15: Moles and Breakwater"]
[null,null,null,null,null,null,null,null,null,null,null,"23-39 21 15 17","Groins","23-39 21 15 17: Groins"]
[null,null,null,null,null,null,null,null,null,null,null,"23-39 21 17","Marine Monitoring and Control","23-39 21 17: Marine Monitoring and Control"]
[null,null,null,null,null,null,null,null,null,null,null,"23-39 21 17 11","Navigation Signs","23-39 21 17 11: Navigation Signs"]
[null,null,null,null,null,null,null,null,null,null,null,"23-39 21 17 13","Navigation Lights","23-39 21 17 13: Navigation Lights"]
[null,null,null,null,null,null,null,null,null,null,null,"23-39 21 17 15","Navigation Monitoring Equipment","23-39 21 17 15: Navigation Monitoring Equipment"]
[null,null,null,null,null,null,null,null,null,null,null,"23-39 23 11","Electrical Transmission Equipment","23-39 23 11: Electrical Transmission Equipment"]
[null,null,null,null,null,null,null,null,null,null,null,"23-39 23 11 11","Electrical Utility Poles","23-39 23 11 11: Electrical Utility Poles"]
[null,null,null,null,null,null,null,null,null,null,null,"23-39 23 11 13","Electrical Utility Towers","23-39 23 11 13: Electrical Utility Towers"]
[null,null,null,null,null,null,null,null,null,null,null,"23-39 25 11","Natural Gas Utility Pipeline Equipment","23-39 25 11: Natural Gas Utility Pipeline Equipment"]
[null,null,null,null,null,null,null,null,null,null,null,"23-39 27 11","Water Utility Pipeline Equipment","23-39 27 11: Water Utility Pipeline Equipment"]
[null,null,null,null,null,null,null,null,null,null,null,"23-39 29 11","Waste Water Drains","23-39 29 11: Waste Water Drains"]
[null,null,null,null,null,null,null,null,null,null,null,"23-39 29 11 11","Waste Water French Drains","23-39 29 11 11: Waste Water French Drains"]
[null,null,null,null,null,null,null,null,null,null,null,"23-39 29 11 13","Waste Water Storm Drain","23-39 29 11 13: Waste Water Storm Drain"]
[null,null,null,null,null,null,null,null,null,null,null,"23-39 29 11 13 11","Manhole (Goes in Prefab Concrete)","23-39 29 11 13 11: Manhole (Goes in Prefab Concrete)"]
[null,null,null,null,null,null,null,null,null,null,null,"23-39 29 11 13 13","Manhole Cover","23-39 29 11 13 13: Manhole Cover"]
[null,null,null,null,null,null,null,null,null,null,null,"23-39 29 11 13 15","Manhole Ladder","23-39 29 11 13 15: Manhole Ladder"]
[null,null,null,null,null,null,null,null,null,null,null,"23-39 29 11 13 17","Manhole Rung","23-39 29 11 13 17: Manhole Rung"]
[null,null,null,null,null,null,null,null,null,null,null,"23-39 29 11 15","Waste Water Drainage Pipes, Couplings, Collectors","23-39 29 11 15: Waste Water Drainage Pipes, Couplings, Collectors"]
[null,null,null,null,null,null,null,null,null,null,null,"23-39 29 11 17","Wastewater Pipework Access Fittings","23-39 29 11 17: Wastewater Pipework Access Fittings"]
[null,null,null,null,null,null,null,null,null,null,null,"23-39 29 13","Waste Water Subdrainage","23-39 29 13: Waste Water Subdrainage"]
[null,null,null,null,null,null,null,null,null,null,null,"23-39 29 13 11","Geocomposite Drains","23-39 29 13 11: Geocomposite Drains"]
[null,null,null,null,null,null,null,null,null,null,null,"23-39 29 13 13","Geotextile Subsurface Drainage Filtration","23-39 29 13 13: Geotextile Subsurface Drainage Filtration"]
[null,null,null,null,null,null,null,null,null,null,null,"23-39 29 13 15","Pipe Underdrain and Pavement Base Drain","23-39 29 13 15: Pipe Underdrain and Pavement Base Drain"]
[null,null,null,null,null,null,null,null,null,null,null,"23-39 29 13 17","Subgrade Drains","23-39 29 13 17: Subgrade Drains"]
[null,null,null,null,null,null,null,null,null,null,null,"23-39 29 13 19","Surface Water Drainage Systems","23-39 29 13 19: Surface Water Drainage Systems"]
[null,null,null,null,null,null,null,null,null,null,null,"23-39 29 13 19 11","Surface Water Catch Basins, Grates, and Frames","23-39 29 13 19 11: Surface Water Catch Basins, Grates, and Frames"]
[null,null,null,null,null,null,null,null,null,null,null,"23-39 29 13 19 13","Combination Storm Drain and Underdrain Inlets","23-39 29 13 19 13: Combination Storm Drain and Underdrain Inlets"]
[null,null,null,null,null,null,null,null,null,null,null,"23-39 29 13 19 15","Storm Drainage Manholes, Frames, and Covers","23-39 29 13 19 15: Storm Drainage Manholes, Frames, and Covers"]
[null,null,null,null,null,null,null,null,null,null,null,"23-39 29 13 19 17","Surface Water Retention Chambers","23-39 29 13 19 17: Surface Water Retention Chambers"]
[null,null,null,null,null,null,null,null,null,null,null,"23-39 29 13 2 19","Surface Water Retention Basins","23-39 29 13 2 19: Surface Water Retention Basins"]
[null,null,null,null,null,null,null,null,null,null,null,"23-39 29 13 21","Storm Water Ponds and Reservoirs","23-39 29 13 21: Storm Water Ponds and Reservoirs"]
[null,null,null,null,null,null,null,null,null,null,null,"23-39 29 13 21 21","Storm Water Pond Covers","23-39 29 13 21 21: Storm Water Pond Covers"]
[null,null,null,null,null,null,null,null,null,null,null,"23-39 29 13 21 9 23","Storm Water Pond Liners","23-39 29 13 21 9 23: Storm Water Pond Liners"]
[null,null,null,null,null,null,null,null,null,null,null,"23-39 29 15","Waste Water Channels, Gullies, Gratings, Covers","23-39 29 15: Waste Water Channels, Gullies, Gratings, Covers"]
[null,null,null,null,null,null,null,null,null,null,null,"23-39 31 11","Packaged Stations","23-39 31 11: Packaged Stations"]
[null,null,null,null,null,null,null,null,null,null,null,"23-39 31 11 11","Packaged Pumping Stations","23-39 31 11 11: Packaged Pumping Stations"]
[null,null,null,null,null,null,null,null,null,null,null,"23-39 31 11 13","Packaged Lift Stations","23-39 31 11 13: Packaged Lift Stations"]
[null,null,null,null,null,null,null,null,null,null,null,"23-39 31 13","Packaged Sewage Treatment Plants","23-39 31 13: Packaged Sewage Treatment Plants"]
[null,null,null,null,null,null,null,null,null,null,null,"23-39 33 11","Screening Equipment","23-39 33 11: Screening Equipment"]
[null,null,null,null,null,null,null,null,null,null,null,"23-39 33 11 11","Climber-type Bar Screens","23-39 33 11 11: Climber-type Bar Screens"]
[null,null,null,null,null,null,null,null,null,null,null,"23-39 33 11 13","Chain-and-Rage Bar Screens","23-39 33 11 13: Chain-and-Rage Bar Screens"]
[null,null,null,null,null,null,null,null,null,null,null,"23-39 33 11 15","Flexible Rake Bar Screens","23-39 33 11 15: Flexible Rake Bar Screens"]
[null,null,null,null,null,null,null,null,null,null,null,"23-39 33 11 17","Catenary Bar Screens","23-39 33 11 17: Catenary Bar Screens"]
[null,null,null,null,null,null,null,null,null,null,null,"23-39 33 11 19","Continuous Belt Screens","23-39 33 11 19: Continuous Belt Screens"]
[null,null,null,null,null,null,null,null,null,null,null,"23-39 33 11 21","Cylindrical Bar Screens","23-39 33 11 21: Cylindrical Bar Screens"]
[null,null,null,null,null,null,null,null,null,null,null,"23-39 33 11 23","Step Screens","23-39 33 11 23: Step Screens"]
[null,null,null,null,null,null,null,null,null,null,null,"23-39 33 11 25","Rotary Drum Screens","23-39 33 11 25: Rotary Drum Screens"]
[null,null,null,null,null,null,null,null,null,null,null,"23-39 33 11 27","Spiral Screens","23-39 33 11 27: Spiral Screens"]
[null,null,null,null,null,null,null,null,null,null,null,"23-39 33 11 29","Band Screens","23-39 33 11 29: Band Screens"]
[null,null,null,null,null,null,null,null,null,null,null,"23-39 33 11 31","Disc Screens","23-39 33 11 31: Disc Screens"]
[null,null,null,null,null,null,null,null,null,null,null,"23-39 33 11 33","Traveling Screens","23-39 33 11 33: Traveling Screens"]
[null,null,null,null,null,null,null,null,null,null,null,"23-39 33 11 35","Perforated Plate Screens","23-39 33 11 35: Perforated Plate Screens"]
[null,null,null,null,null,null,null,null,null,null,null,"23-39 33 11 37","Wedge Wire Screens","23-39 33 11 37: Wedge Wire Screens"]
[null,null,null,null,null,null,null,null,null,null,null,"23-39 33 11 39","Element Screens","23-39 33 11 39: Element Screens"]
[null,null,null,null,null,null,null,null,null,null,null,"23-39 33 11 41","Trash Raking Equipment","23-39 33 11 41: Trash Raking Equipment"]
[null,null,null,null,null,null,null,null,null,null,null,"23-39 33 11 43","Screenings Washing and Compacting Equipment","23-39 33 11 43: Screenings Washing and Compacting Equipment"]
[null,null,null,null,null,null,null,null,null,null,null,"23-39 33 11 45","Vacuum Screenings Conveying Equipment","23-39 33 11 45: Vacuum Screenings Conveying Equipment"]
[null,null,null,null,null,null,null,null,null,null,null,"23-39 33 11 47","Screenings Storage Containers","23-39 33 11 47: Screenings Storage Containers"]
[null,null,null,null,null,null,null,null,null,null,null,"23-39 33 11 49","Septage Receiving Equipment","23-39 33 11 49: Septage Receiving Equipment"]
[null,null,null,null,null,null,null,null,null,null,null,"23-39 33 13","Grit Removal and Handling Equipment","23-39 33 13: Grit Removal and Handling Equipment"]
[null,null,null,null,null,null,null,null,null,null,null,"23-39 33 13 11","Chain-and-Bucket Grit Removal Equipment","23-39 33 13 11: Chain-and-Bucket Grit Removal Equipment"]
[null,null,null,null,null,null,null,null,null,null,null,"23-39 33 13 13","Chain-and-Flight Grit Removal Equipment","23-39 33 13 13: Chain-and-Flight Grit Removal Equipment"]
[null,null,null,null,null,null,null,null,null,null,null,"23-39 33 13 15","Vortex Grit Removal Equipment ","23-39 33 13 15: Vortex Grit Removal Equipment "]
[null,null,null,null,null,null,null,null,null,null,null,"23-39 33 13 17","Cyclone Degritters","23-39 33 13 17: Cyclone Degritters"]
[null,null,null,null,null,null,null,null,null,null,null,"23-39 33 13 19","Aerated Grit Removal Equipment","23-39 33 13 19: Aerated Grit Removal Equipment"]
[null,null,null,null,null,null,null,null,null,null,null,"23-39 33 13 21","Inline Baffled Grit Removal Equipment ","23-39 33 13 21: Inline Baffled Grit Removal Equipment "]
[null,null,null,null,null,null,null,null,null,null,null,"23-39 33 13 23","Traveling Bridge Grit Removal Equipment","23-39 33 13 23: Traveling Bridge Grit Removal Equipment"]
[null,null,null,null,null,null,null,null,null,null,null,"23-39 33 13 25","Grit Classifying and Washing Equipment","23-39 33 13 25: Grit Classifying and Washing Equipment"]
[null,null,null,null,null,null,null,null,null,null,null,"23-39 33 13 27","Grit Storage Containers","23-39 33 13 27: Grit Storage Containers"]
[null,null,null,null,null,null,null,null,null,null,null,"23-39 33 15","Grinding and Shredding Equipment","23-39 33 15: Grinding and Shredding Equipment"]
[null,null,null,null,null,null,null,null,null,null,null,"23-39 33 15 11","Macerators","23-39 33 15 11: Macerators"]
[null,null,null,null,null,null,null,null,null,null,null,"23-39 33 15 13","Comminutors","23-39 33 15 13: Comminutors"]
[null,null,null,null,null,null,null,null,null,null,null,"23-39 33 15 15","Inline Grinders","23-39 33 15 15: Inline Grinders"]
[null,null,null,null,null,null,null,null,null,null,null,"23-39 33 15 17","Open-Channel Grinders ","23-39 33 15 17: Open-Channel Grinders "]
[null,null,null,null,null,null,null,null,null,null,null,"23-39 33 15 19","Modular Grinding-Screening-Compacting Equipment","23-39 33 15 19: Modular Grinding-Screening-Compacting Equipment"]
[null,null,null,null,null,null,null,null,null,null,null,"23-39 33 17","Oil and Grease Separation and Removal Equipment","23-39 33 17: Oil and Grease Separation and Removal Equipment"]
[null,null,null,null,null,null,null,null,null,null,null,"23-39 33 17 11","Coalescing Oil-Water Separators","23-39 33 17 11: Coalescing Oil-Water Separators"]
[null,null,null,null,null,null,null,null,null,null,null,"23-39 33 17 13","API Oil-Water Separators","23-39 33 17 13: API Oil-Water Separators"]
[null,null,null,null,null,null,null,null,null,null,null,"23-39 33 17 15","Grease Traps","23-39 33 17 15: Grease Traps"]
[null,null,null,null,null,null,null,null,null,null,null,"23-39 33 17 17","Dissolved Air Flotation Grease and Oil Separation Equipment","23-39 33 17 17: Dissolved Air Flotation Grease and Oil Separation Equipment"]
[null,null,null,null,null,null,null,null,null,null,null,"23-39 33 17 19","Helical Scum Skimming and Removal Equipment","23-39 33 17 19: Helical Scum Skimming and Removal Equipment"]
[null,null,null,null,null,null,null,null,null,null,null,"23-39 33 17 21","Tipping Trough Scum Skimming and Removal Equipment","23-39 33 17 21: Tipping Trough Scum Skimming and Removal Equipment"]
[null,null,null,null,null,null,null,null,null,null,null,"23-39 33 17 23","Chain and Flight Scum Collection and Removal Equipment","23-39 33 17 23: Chain and Flight Scum Collection and Removal Equipment"]
[null,null,null,null,null,null,null,null,null,null,null,"23-39 33 17 25","Floating Scum Skimming and Removal Equipment ","23-39 33 17 25: Floating Scum Skimming and Removal Equipment "]
[null,null,null,null,null,null,null,null,null,null,null,"23-39 35 11","Gas Chemical Feed Equipment","23-39 35 11: Gas Chemical Feed Equipment"]
[null,null,null,null,null,null,null,null,null,null,null,"23-39 35 11 11","Chlorine Gas Feed Equipment","23-39 35 11 11: Chlorine Gas Feed Equipment"]
[null,null,null,null,null,null,null,null,null,null,null,"23-39 35 11 13","Sulfur Dioxide Gas Feed Equipment","23-39 35 11 13: Sulfur Dioxide Gas Feed Equipment"]
[null,null,null,null,null,null,null,null,null,null,null,"23-39 35 11 15","Ammonia Gas Feed Equipment","23-39 35 11 15: Ammonia Gas Feed Equipment"]
[null,null,null,null,null,null,null,null,null,null,null,"23-39 35 11 17","Gas Storage, Weighing, and Leak Detection Equipment","23-39 35 11 17: Gas Storage, Weighing, and Leak Detection Equipment"]
[null,null,null,null,null,null,null,null,null,null,null,"23-39 35 11 19","Chlorine Dioxide Reactors","23-39 35 11 19: Chlorine Dioxide Reactors"]
[null,null,null,null,null,null,null,null,null,null,null,"23-39 35 11 21","Carbon Dioxide Gas Feed Equipment ","23-39 35 11 21: Carbon Dioxide Gas Feed Equipment "]
[null,null,null,null,null,null,null,null,null,null,null,"23-39 35 11 23","Ozone Generating and Feed Equipment ","23-39 35 11 23: Ozone Generating and Feed Equipment "]
[null,null,null,null,null,null,null,null,null,null,null,"23-39 35 11 25","Liquid Oxygen Storage and Feed Equipment","23-39 35 11 25: Liquid Oxygen Storage and Feed Equipment"]
[null,null,null,null,null,null,null,null,null,null,null,"23-39 35 11 27","Cleaning Requirements for Oxygen Service ","23-39 35 11 27: Cleaning Requirements for Oxygen Service "]
[null,null,null,null,null,null,null,null,null,null,null,"23-39 35 11 29","Gas Chemical Feed Accessories and Safety Equipment","23-39 35 11 29: Gas Chemical Feed Accessories and Safety Equipment"]
[null,null,null,null,null,null,null,null,null,null,null,"23-39 35 13","Liquid Chemical Feed Equipment","23-39 35 13: Liquid Chemical Feed Equipment"]
[null,null,null,null,null,null,null,null,null,null,null,"23-39 35 13 11","Sodium Hypochlorite Generating Equipment","23-39 35 13 11: Sodium Hypochlorite Generating Equipment"]
[null,null,null,null,null,null,null,null,null,null,null,"23-39 35 13 13","Liquid Chemical Weighing Equipment","23-39 35 13 13: Liquid Chemical Weighing Equipment"]
[null,null,null,null,null,null,null,null,null,null,null,"23-39 35 13 15","Polymer Blending and Feed Equipment","23-39 35 13 15: Polymer Blending and Feed Equipment"]
[null,null,null,null,null,null,null,null,null,null,null,"23-39 35 13 17","Diaphragm-type Metering Pumps","23-39 35 13 17: Diaphragm-type Metering Pumps"]
[null,null,null,null,null,null,null,null,null,null,null,"23-39 35 13 19","Peristaltic Metering Pumps","23-39 35 13 19: Peristaltic Metering Pumps"]
[null,null,null,null,null,null,null,null,null,null,null,"23-39 35 13 21","Progressing Cavity Metering Pumps","23-39 35 13 21: Progressing Cavity Metering Pumps"]
[null,null,null,null,null,null,null,null,null,null,null,"23-39 35 13 23","Lobe Metering Pumps","23-39 35 13 23: Lobe Metering Pumps"]
[null,null,null,null,null,null,null,null,null,null,null,"23-39 35 13 25","Drum Pumps","23-39 35 13 25: Drum Pumps"]
[null,null,null,null,null,null,null,null,null,null,null,"23-39 35 13 27","Liquid Chemical Transfer Pumps","23-39 35 13 27: Liquid Chemical Transfer Pumps"]
[null,null,null,null,null,null,null,null,null,null,null,"23-39 35 13 29","Liquid Chemical Diffusers","23-39 35 13 29: Liquid Chemical Diffusers"]
[null,null,null,null,null,null,null,null,null,null,null,"23-39 35 13 31","Liquid Chemical Feed Accessories and Safety Equipment","23-39 35 13 31: Liquid Chemical Feed Accessories and Safety Equipment"]
[null,null,null,null,null,null,null,null,null,null,null,"23-39 35 15","Dry Chemical Feed Equipment","23-39 35 15: Dry Chemical Feed Equipment"]
[null,null,null,null,null,null,null,null,null,null,null,"23-39 35 15 11","Storage Silos","23-39 35 15 11: Storage Silos"]
[null,null,null,null,null,null,null,null,null,null,null,"23-39 35 15 13","Dry Chemical Weighing Equipment","23-39 35 15 13: Dry Chemical Weighing Equipment"]
[null,null,null,null,null,null,null,null,null,null,null,"23-39 35 15 15","Volumetric Feed Equipment","23-39 35 15 15: Volumetric Feed Equipment"]
[null,null,null,null,null,null,null,null,null,null,null,"23-39 35 15 17","Gravimetric Feed Equipment","23-39 35 15 17: Gravimetric Feed Equipment"]
[null,null,null,null,null,null,null,null,null,null,null,"23-39 35 15 19","Lime Slaking Equipment","23-39 35 15 19: Lime Slaking Equipment"]
[null,null,null,null,null,null,null,null,null,null,null,"23-39 35 15 21","Chemical Tablet Feeding Equipment","23-39 35 15 21: Chemical Tablet Feeding Equipment"]
[null,null,null,null,null,null,null,null,null,null,null,"23-39 35 15 23","Dry Chemical Feed Accessories and Safety Equipment","23-39 35 15 23: Dry Chemical Feed Accessories and Safety Equipment"]
[null,null,null,null,null,null,null,null,null,null,null,"23-39 37 11","Mixing Equipment","23-39 37 11: Mixing Equipment"]
[null,null,null,null,null,null,null,null,null,null,null,"23-39 37 11 11","Rapid Mixers","23-39 37 11 11: Rapid Mixers"]
[null,null,null,null,null,null,null,null,null,null,null,"23-39 37 11 13","Inline Blender-type Rapid Mixers","23-39 37 11 13: Inline Blender-type Rapid Mixers"]
[null,null,null,null,null,null,null,null,null,null,null,"23-39 37 11 15","Induction-type Rapid Mixing Equipment ","23-39 37 11 15: Induction-type Rapid Mixing Equipment "]
[null,null,null,null,null,null,null,null,null,null,null,"23-39 37 11 17","Inline Static Mixers","23-39 37 11 17: Inline Static Mixers"]
[null,null,null,null,null,null,null,null,null,null,null,"23-39 37 11 19","Mixing Equipment ","23-39 37 11 19: Mixing Equipment "]
[null,null,null,null,null,null,null,null,null,null,null,"23-39 37 11 21","Submersible Mixers","23-39 37 11 21: Submersible Mixers"]
[null,null,null,null,null,null,null,null,null,null,null,"23-39 37 11 23","Floating Mechanical Mixers","23-39 37 11 23: Floating Mechanical Mixers"]
[null,null,null,null,null,null,null,null,null,null,null,"23-39 37 11 25","Paddle Mixers","23-39 37 11 25: Paddle Mixers"]
[null,null,null,null,null,null,null,null,null,null,null,"23-39 37 11 27","Pin Mixers","23-39 37 11 27: Pin Mixers"]
[null,null,null,null,null,null,null,null,null,null,null,"23-39 37 11 29","Vertical Reel Flocculation Equipment","23-39 37 11 29: Vertical Reel Flocculation Equipment"]
[null,null,null,null,null,null,null,null,null,null,null,"23-39 37 11 31","Horizontal Reel Flocculation Equipment","23-39 37 11 31: Horizontal Reel Flocculation Equipment"]
[null,null,null,null,null,null,null,null,null,null,null,"23-39 37 11 33","Vertical Turbine Flocculation Equipment","23-39 37 11 33: Vertical Turbine Flocculation Equipment"]
[null,null,null,null,null,null,null,null,null,null,null,"23-39 37 11 35","Walking-beam Flocculation Equipment","23-39 37 11 35: Walking-beam Flocculation Equipment"]
[null,null,null,null,null,null,null,null,null,null,null,"23-39 37 11 37","Horizontal Oscillating Flocculation Equipment ","23-39 37 11 37: Horizontal Oscillating Flocculation Equipment "]
[null,null,null,null,null,null,null,null,null,null,null,"23-39 37 11 39","Top-entering Tank Mixers ","23-39 37 11 39: Top-entering Tank Mixers "]
[null,null,null,null,null,null,null,null,null,null,null,"23-39 37 11 41","Side-entry Tank Mixers","23-39 37 11 41: Side-entry Tank Mixers"]
[null,null,null,null,null,null,null,null,null,null,null,"23-39 37 11 43","Portable Tank Mixers","23-39 37 11 43: Portable Tank Mixers"]
[null,null,null,null,null,null,null,null,null,null,null,"23-39 37 13","Clarifier Equipment","23-39 37 13: Clarifier Equipment"]
[null,null,null,null,null,null,null,null,null,null,null,"23-39 37 13 11","Chain-and-Flight Clarifier Equipment","23-39 37 13 11: Chain-and-Flight Clarifier Equipment"]
[null,null,null,null,null,null,null,null,null,null,null,"23-39 37 13 13","Traveling Bridge Clarifier Equipment","23-39 37 13 13: Traveling Bridge Clarifier Equipment"]
[null,null,null,null,null,null,null,null,null,null,null,"23-39 37 13 15","Differential Head Clarifier Equipment ","23-39 37 13 15: Differential Head Clarifier Equipment "]
[null,null,null,null,null,null,null,null,null,null,null,"23-39 37 13 17","Oscillating Scraper-type Clarifier Equipment ","23-39 37 13 17: Oscillating Scraper-type Clarifier Equipment "]
[null,null,null,null,null,null,null,null,null,null,null,"23-39 37 13 19","Circular Clarifier Equipment","23-39 37 13 19: Circular Clarifier Equipment"]
[null,null,null,null,null,null,null,null,null,null,null,"23-39 37 13 21","Solids Contact Clarifier Equipment","23-39 37 13 21: Solids Contact Clarifier Equipment"]
[null,null,null,null,null,null,null,null,null,null,null,"23-39 37 13 23","Flocculating Clarifier, Pulsating Sludge Blanket Type ","23-39 37 13 23: Flocculating Clarifier, Pulsating Sludge Blanket Type "]
[null,null,null,null,null,null,null,null,null,null,null,"23-39 37 13 25","Dissolved Air Flotation Equipment for Water Treatment","23-39 37 13 25: Dissolved Air Flotation Equipment for Water Treatment"]
[null,null,null,null,null,null,null,null,null,null,null,"23-39 37 13 27","Ballasted High-rate Clarifier Equipment ","23-39 37 13 27: Ballasted High-rate Clarifier Equipment "]
[null,null,null,null,null,null,null,null,null,null,null,"23-39 37 13 29","High rate Clarification/Thickening Equipment ","23-39 37 13 29: High rate Clarification/Thickening Equipment "]
[null,null,null,null,null,null,null,null,null,null,null,"23-39 37 13 31","Tube Settlers","23-39 37 13 31: Tube Settlers"]
[null,null,null,null,null,null,null,null,null,null,null,"23-39 37 13 33","Lined Plate Settlers","23-39 37 13 33: Lined Plate Settlers"]
[null,null,null,null,null,null,null,null,null,null,null,"23-39 37 15","Sediment Removal Equipment","23-39 37 15: Sediment Removal Equipment"]
[null,null,null,null,null,null,null,null,null,null,null,"23-39 37 15 11","Tipping Sediment Flushing Tanks","23-39 37 15 11: Tipping Sediment Flushing Tanks"]
[null,null,null,null,null,null,null,null,null,null,null,"23-39 37 15 13","Flushing Gates","23-39 37 15 13: Flushing Gates"]
[null,null,null,null,null,null,null,null,null,null,null,"23-39 37 15 15","Water Cannon","23-39 37 15 15: Water Cannon"]
[null,null,null,null,null,null,null,null,null,null,null,"23-39 39 11","Air and Gas Diffusion Equipment","23-39 39 11: Air and Gas Diffusion Equipment"]
[null,null,null,null,null,null,null,null,null,null,null,"23-39 39 11 11","Fixed Mechanical Aerators","23-39 39 11 11: Fixed Mechanical Aerators"]
[null,null,null,null,null,null,null,null,null,null,null,"23-39 39 11 13","Floating Mechanical Aerators","23-39 39 11 13: Floating Mechanical Aerators"]
[null,null,null,null,null,null,null,null,null,null,null,"23-39 39 11 15","Submersible Aspirating Aerator Equipment","23-39 39 11 15: Submersible Aspirating Aerator Equipment"]
[null,null,null,null,null,null,null,null,null,null,null,"23-39 39 11 17","Jet Aeration Equipment","23-39 39 11 17: Jet Aeration Equipment"]
[null,null,null,null,null,null,null,null,null,null,null,"23-39 39 11 19","Coarse Bubble Diffusers","23-39 39 11 19: Coarse Bubble Diffusers"]
[null,null,null,null,null,null,null,null,null,null,null,"23-39 39 11 21","Swing-type Channel Aeration Equipment","23-39 39 11 21: Swing-type Channel Aeration Equipment"]
[null,null,null,null,null,null,null,null,null,null,null,"23-39 39 11 23","Shear Box Diffusers","23-39 39 11 23: Shear Box Diffusers"]
[null,null,null,null,null,null,null,null,null,null,null,"23-39 39 11 25","Flexible Membrane Tube Diffusers","23-39 39 11 25: Flexible Membrane Tube Diffusers"]
[null,null,null,null,null,null,null,null,null,null,null,"23-39 39 11 27","Flexible Membrane Disc Diffusers","23-39 39 11 27: Flexible Membrane Disc Diffusers"]
[null,null,null,null,null,null,null,null,null,null,null,"23-39 39 11 29","Ceramic Disc Fine Bubble Diffusers","23-39 39 11 29: Ceramic Disc Fine Bubble Diffusers"]
[null,null,null,null,null,null,null,null,null,null,null,"23-39 39 11 31","Floating Membrane Diffusers ","23-39 39 11 31: Floating Membrane Diffusers "]
[null,null,null,null,null,null,null,null,null,null,null,"23-39 39 11 33","Membrane Diffusers ","23-39 39 11 33: Membrane Diffusers "]
[null,null,null,null,null,null,null,null,null,null,null,"23-39 39 11 35","Cascading Aerators","23-39 39 11 35: Cascading Aerators"]
[null,null,null,null,null,null,null,null,null,null,null,"23-39 39 11 37","Pure-oxygen Generating Equipment ","23-39 39 11 37: Pure-oxygen Generating Equipment "]
[null,null,null,null,null,null,null,null,null,null,null,"23-39 39 13","Biological Treatment Systems","23-39 39 13: Biological Treatment Systems"]
[null,null,null,null,null,null,null,null,null,null,null,"23-39 39 13 11","Rotating Biological Contactors ","23-39 39 13 11: Rotating Biological Contactors "]
[null,null,null,null,null,null,null,null,null,null,null,"23-39 39 13 13","Trickling Filter Rotary Distributor Equipment","23-39 39 13 13: Trickling Filter Rotary Distributor Equipment"]
[null,null,null,null,null,null,null,null,null,null,null,"23-39 39 13 15","Trickling Filter Media","23-39 39 13 15: Trickling Filter Media"]
[null,null,null,null,null,null,null,null,null,null,null,"23-39 39 13 17","Bio-towers","23-39 39 13 17: Bio-towers"]
[null,null,null,null,null,null,null,null,null,null,null,"23-39 39 13 19","Moving-bed Biological Reactors","23-39 39 13 19: Moving-bed Biological Reactors"]
[null,null,null,null,null,null,null,null,null,null,null,"23-39 39 13 21","Integrated Fixed-film Activated Sludge Equipment","23-39 39 13 21: Integrated Fixed-film Activated Sludge Equipment"]
[null,null,null,null,null,null,null,null,null,null,null,"23-39 39 13 23","Intermittent Sand Filters for Wastewater Treatment","23-39 39 13 23: Intermittent Sand Filters for Wastewater Treatment"]
[null,null,null,null,null,null,null,null,null,null,null,"23-39 39 13 25","Deep-bed Denitrification Filters","23-39 39 13 25: Deep-bed Denitrification Filters"]
[null,null,null,null,null,null,null,null,null,null,null,"23-39 39 13 27","Biologically Activated Filters","23-39 39 13 27: Biologically Activated Filters"]
[null,null,null,null,null,null,null,null,null,null,null,"23-39 39 13 29","Membrane Biological Reactors","23-39 39 13 29: Membrane Biological Reactors"]
[null,null,null,null,null,null,null,null,null,null,null,"23-39 39 13 31","Sequencing Batch Reactors","23-39 39 13 31: Sequencing Batch Reactors"]
[null,null,null,null,null,null,null,null,null,null,null,"23-39 39 13 33","Oxidation Ditch Equipment","23-39 39 13 33: Oxidation Ditch Equipment"]
[null,null,null,null,null,null,null,null,null,null,null,"23-39 39 13 35","Vertical Loop Reactors","23-39 39 13 35: Vertical Loop Reactors"]
[null,null,null,null,null,null,null,null,null,null,null,"23-39 41 11","Filtration Equipment","23-39 41 11: Filtration Equipment"]
[null,null,null,null,null,null,null,null,null,null,null,"23-39 41 11 11","Filter Media","23-39 41 11 11: Filter Media"]
[null,null,null,null,null,null,null,null,null,null,null,"23-39 41 11 13","Filter Surface Wash Agitators","23-39 41 11 13: Filter Surface Wash Agitators"]
[null,null,null,null,null,null,null,null,null,null,null,"23-39 41 11 15","Filter Air Scour Equipment","23-39 41 11 15: Filter Air Scour Equipment"]
[null,null,null,null,null,null,null,null,null,null,null,"23-39 41 11 17","Wash Water Troughs","23-39 41 11 17: Wash Water Troughs"]
[null,null,null,null,null,null,null,null,null,null,null,"23-39 41 11 19","Pressure Filters","23-39 41 11 19: Pressure Filters"]
[null,null,null,null,null,null,null,null,null,null,null,"23-39 41 11 21","Gravity Filters","23-39 41 11 21: Gravity Filters"]
[null,null,null,null,null,null,null,null,null,null,null,"23-39 41 11 23","High-rate Sand Filters ","23-39 41 11 23: High-rate Sand Filters "]
[null,null,null,null,null,null,null,null,null,null,null,"23-39 41 11 25","Traveling Bridge Filters","23-39 41 11 25: Traveling Bridge Filters"]
[null,null,null,null,null,null,null,null,null,null,null,"23-39 41 11 27","Microfiltration and Ultrafiltration Membrane Equipment ","23-39 41 11 27: Microfiltration and Ultrafiltration Membrane Equipment "]
[null,null,null,null,null,null,null,null,null,null,null,"23-39 41 11 29","Disc Cloth Filters","23-39 41 11 29: Disc Cloth Filters"]
[null,null,null,null,null,null,null,null,null,null,null,"23-39 41 11 31","Rotary Drum Cloth Filters ","23-39 41 11 31: Rotary Drum Cloth Filters "]
[null,null,null,null,null,null,null,null,null,null,null,"23-39 41 11 33","Automatic Backwash Cloth Filter Equipment ","23-39 41 11 33: Automatic Backwash Cloth Filter Equipment "]
[null,null,null,null,null,null,null,null,null,null,null,"23-39 41 11 35","Cartridge Filters","23-39 41 11 35: Cartridge Filters"]
[null,null,null,null,null,null,null,null,null,null,null,"23-39 41 11 37","Bag Filters","23-39 41 11 37: Bag Filters"]
[null,null,null,null,null,null,null,null,null,null,null,"23-39 41 11 39","Automatic Straining Equipment","23-39 41 11 39: Automatic Straining Equipment"]
[null,null,null,null,null,null,null,null,null,null,null,"23-39 41 13","Demineralization Equipment","23-39 41 13: Demineralization Equipment"]
[null,null,null,null,null,null,null,null,null,null,null,"23-39 41 13 11","Ion-exchange Vessel Media","23-39 41 13 11: Ion-exchange Vessel Media"]
[null,null,null,null,null,null,null,null,null,null,null,"23-39 41 13 13","Electrodialysis Reversal Equipment","23-39 41 13 13: Electrodialysis Reversal Equipment"]
[null,null,null,null,null,null,null,null,null,null,null,"23-39 41 13 15","Reverse Osmosis and Nanofiltration Membrane Equipment","23-39 41 13 15: Reverse Osmosis and Nanofiltration Membrane Equipment"]
[null,null,null,null,null,null,null,null,null,null,null,"23-39 41 13 17","Multiple-effect Distillation Equipment","23-39 41 13 17: Multiple-effect Distillation Equipment"]
[null,null,null,null,null,null,null,null,null,null,null,"23-39 41 13 19","Desalination Mechanical Vapor Compression Equipment","23-39 41 13 19: Desalination Mechanical Vapor Compression Equipment"]
[null,null,null,null,null,null,null,null,null,null,null,"23-39 41 13 21","Desalination Thermal Vapor Compression Equipment","23-39 41 13 21: Desalination Thermal Vapor Compression Equipment"]
[null,null,null,null,null,null,null,null,null,null,null,"23-39 41 13 23","Desalination Multi-stage Flash Equipment","23-39 41 13 23: Desalination Multi-stage Flash Equipment"]
[null,null,null,null,null,null,null,null,null,null,null,"23-39 41 13 25","Desalination Falling Film Evaporators","23-39 41 13 25: Desalination Falling Film Evaporators"]
[null,null,null,null,null,null,null,null,null,null,null,"23-39 41 13 27","Desalination Rising Film Evaporators","23-39 41 13 27: Desalination Rising Film Evaporators"]
[null,null,null,null,null,null,null,null,null,null,null,"23-39 41 13 29","Desalination Forced-circulation Crystallizing Equipment","23-39 41 13 29: Desalination Forced-circulation Crystallizing Equipment"]
[null,null,null,null,null,null,null,null,null,null,null,"23-39 41 13 31","Desalination Spray Dry Evaporation Equipment","23-39 41 13 31: Desalination Spray Dry Evaporation Equipment"]
[null,null,null,null,null,null,null,null,null,null,null,"23-39 41 13 33","Demineralization Energy Recovery Equipment","23-39 41 13 33: Demineralization Energy Recovery Equipment"]
[null,null,null,null,null,null,null,null,null,null,null,"23-39 41 15","Ultraviolet Equipment","23-39 41 15: Ultraviolet Equipment"]
[null,null,null,null,null,null,null,null,null,null,null,"23-39 41 15 11","Closed-vessel Low-pressure/Low-intensity Ultraviolet Treatment Equipment","23-39 41 15 11: Closed-vessel Low-pressure/Low-intensity Ultraviolet Treatment Equipment"]
[null,null,null,null,null,null,null,null,null,null,null,"23-39 41 15 13","Closed-vessel Low-pressure/High-intensity Ultraviolet Treatment Equipment","23-39 41 15 13: Closed-vessel Low-pressure/High-intensity Ultraviolet Treatment Equipment"]
[null,null,null,null,null,null,null,null,null,null,null,"23-39 41 15 15","Closed-vessel Medium-pressure Ultraviolet Treatment Equipment","23-39 41 15 15: Closed-vessel Medium-pressure Ultraviolet Treatment Equipment"]
[null,null,null,null,null,null,null,null,null,null,null,"23-39 41 15 17","Open-channel Low-pressure/Low-intensity Ultraviolet Treatment Equipment","23-39 41 15 17: Open-channel Low-pressure/Low-intensity Ultraviolet Treatment Equipment"]
[null,null,null,null,null,null,null,null,null,null,null,"23-39 41 15 19","Open-channel Low-pressure/High-intensity Ultraviolet Treatment Equipment","23-39 41 15 19: Open-channel Low-pressure/High-intensity Ultraviolet Treatment Equipment"]
[null,null,null,null,null,null,null,null,null,null,null,"23-39 41 15 21","Open-channel Medium-pressure Ultraviolet Treatment Equipment","23-39 41 15 21: Open-channel Medium-pressure Ultraviolet Treatment Equipment"]
[null,null,null,null,null,null,null,null,null,null,null,"23-39 43 11","Residuals Thickening Equipment","23-39 43 11: Residuals Thickening Equipment"]
[null,null,null,null,null,null,null,null,null,null,null,"23-39 43 11 11","Circular Gravity Thickeners","23-39 43 11 11: Circular Gravity Thickeners"]
[null,null,null,null,null,null,null,null,null,null,null,"23-39 43 11 13","Gravity Belt Thickeners","23-39 43 11 13: Gravity Belt Thickeners"]
[null,null,null,null,null,null,null,null,null,null,null,"23-39 43 11 15","Dissolved Air Flotation Thickening Equipment","23-39 43 11 15: Dissolved Air Flotation Thickening Equipment"]
[null,null,null,null,null,null,null,null,null,null,null,"23-39 43 11 17","Rotary Drum Thickening Equipment","23-39 43 11 17: Rotary Drum Thickening Equipment"]
[null,null,null,null,null,null,null,null,null,null,null,"23-39 43 11 19","Centrifuge Thickening Equipment","23-39 43 11 19: Centrifuge Thickening Equipment"]
[null,null,null,null,null,null,null,null,null,null,null,"23-39 43 11 21","Disc Thickeners ","23-39 43 11 21: Disc Thickeners "]
[null,null,null,null,null,null,null,null,null,null,null,"23-39 43 11 23","Thickening Screw Press ","23-39 43 11 23: Thickening Screw Press "]
[null,null,null,null,null,null,null,null,null,null,null,"23-39 43 11 25","Scum Concentrator Equipment","23-39 43 11 25: Scum Concentrator Equipment"]
[null,null,null,null,null,null,null,null,null,null,null,"23-39 43 13","Residuals Stabilization ","23-39 43 13: Residuals Stabilization "]
[null,null,null,null,null,null,null,null,null,null,null,"23-39 43 13 11","Digester Covers and Appurtenances","23-39 43 13 11: Digester Covers and Appurtenances"]
[null,null,null,null,null,null,null,null,null,null,null,"23-39 43 13 11 11","Fixed Covers","23-39 43 13 11 11: Fixed Covers"]
[null,null,null,null,null,null,null,null,null,null,null,"23-39 43 13 11 13","Floating Covers","23-39 43 13 11 13: Floating Covers"]
[null,null,null,null,null,null,null,null,null,null,null,"23-39 43 13 11 15","Gasholder Covers","23-39 43 13 11 15: Gasholder Covers"]
[null,null,null,null,null,null,null,null,null,null,null,"23-39 43 13 13","Radial Beam Fixed Digester Covers","23-39 43 13 13: Radial Beam Fixed Digester Covers"]
[null,null,null,null,null,null,null,null,null,null,null,"23-39 43 13 15","Dual Deck Truss-type Fixed Digester Covers","23-39 43 13 15: Dual Deck Truss-type Fixed Digester Covers"]
[null,null,null,null,null,null,null,null,null,null,null,"23-39 43 13 17","Radial Beam Floating Digester Covers","23-39 43 13 17: Radial Beam Floating Digester Covers"]
[null,null,null,null,null,null,null,null,null,null,null,"23-39 43 13 19","Dual Deck Truss-type Floating Digester Covers","23-39 43 13 19: Dual Deck Truss-type Floating Digester Covers"]
[null,null,null,null,null,null,null,null,null,null,null,"23-39 43 13 21","Radial Beam Floating Gas-holding Digester Covers","23-39 43 13 21: Radial Beam Floating Gas-holding Digester Covers"]
[null,null,null,null,null,null,null,null,null,null,null,"23-39 43 13 23","Dual Deck Truss-type Floating Gas-holding Digester Covers","23-39 43 13 23: Dual Deck Truss-type Floating Gas-holding Digester Covers"]
[null,null,null,null,null,null,null,null,null,null,null,"23-39 43 13 25","Digester Appurtenances","23-39 43 13 25: Digester Appurtenances"]
[null,null,null,null,null,null,null,null,null,null,null,"23-39 43 13 27","Aerobic Digester Aeration Equipment","23-39 43 13 27: Aerobic Digester Aeration Equipment"]
[null,null,null,null,null,null,null,null,null,null,null,"23-39 43 13 29","Autothermal Thermophilic Aerobic Digestion Equipment","23-39 43 13 29: Autothermal Thermophilic Aerobic Digestion Equipment"]
[null,null,null,null,null,null,null,null,null,null,null,"23-39 43 13 31","Egg-shaped Digesters","23-39 43 13 31: Egg-shaped Digesters"]
[null,null,null,null,null,null,null,null,null,null,null,"23-39 43 13 33","Confined Gas Mixing System ","23-39 43 13 33: Confined Gas Mixing System "]
[null,null,null,null,null,null,null,null,null,null,null,"23-39 43 13 35","Digester Heating Equipment","23-39 43 13 35: Digester Heating Equipment"]
[null,null,null,null,null,null,null,null,null,null,null,"23-39 43 13 37","Residuals Pasteurization Equipment","23-39 43 13 37: Residuals Pasteurization Equipment"]
[null,null,null,null,null,null,null,null,null,null,null,"23-39 43 15","Residuals Dewatering Equipment","23-39 43 15: Residuals Dewatering Equipment"]
[null,null,null,null,null,null,null,null,null,null,null,"23-39 43 15 11","Vacuum Filters","23-39 43 15 11: Vacuum Filters"]
[null,null,null,null,null,null,null,null,null,null,null,"23-39 43 15 13","Belt Filter Presses","23-39 43 15 13: Belt Filter Presses"]
[null,null,null,null,null,null,null,null,null,null,null,"23-39 43 15 15","Plate-and-Frame Filter Presses","23-39 43 15 15: Plate-and-Frame Filter Presses"]
[null,null,null,null,null,null,null,null,null,null,null,"23-39 43 15 17","Rotary Presses","23-39 43 15 17: Rotary Presses"]
[null,null,null,null,null,null,null,null,null,null,null,"23-39 43 15 19","Screw Presses","23-39 43 15 19: Screw Presses"]
[null,null,null,null,null,null,null,null,null,null,null,"23-39 43 15 21","Dewatering Centrifuges","23-39 43 15 21: Dewatering Centrifuges"]
[null,null,null,null,null,null,null,null,null,null,null,"23-39 43 15 23","Belt Dryers","23-39 43 15 23: Belt Dryers"]
[null,null,null,null,null,null,null,null,null,null,null,"23-39 43 15 25","Direct-heat Residuals Drying Equipment","23-39 43 15 25: Direct-heat Residuals Drying Equipment"]
[null,null,null,null,null,null,null,null,null,null,null,"23-39 43 15 27","Indirect-heat Residuals Drying Equipment","23-39 43 15 27: Indirect-heat Residuals Drying Equipment"]
[null,null,null,null,null,null,null,null,null,null,null,"23-39 43 17","Thermal Treatment of Residuals","23-39 43 17: Thermal Treatment of Residuals"]
[null,null,null,null,null,null,null,null,null,null,null,"23-39 43 17 11","Multiple-hearth Sludge Incinerators","23-39 43 17 11: Multiple-hearth Sludge Incinerators"]
[null,null,null,null,null,null,null,null,null,null,null,"23-39 43 17 13","Fluidized-bed Sludge Incinerators","23-39 43 17 13: Fluidized-bed Sludge Incinerators"]
[null,null,null,null,null,null,null,null,null,null,null,"23-39 43 17 15","Ash Handling Equipment ","23-39 43 17 15: Ash Handling Equipment "]
[null,null,null,null,null,null,null,null,null,null,null,"23-39 43 17 17","Recuperative Air Preheating Equipment","23-39 43 17 17: Recuperative Air Preheating Equipment"]
[null,null,null,null,null,null,null,null,null,null,null,"23-39 43 17 19","Regenerative Thermal Oxidizers","23-39 43 17 19: Regenerative Thermal Oxidizers"]
[null,null,null,null,null,null,null,null,null,null,null,"23-39 43 17 21","Waste Heat Recovery Boilers","23-39 43 17 21: Waste Heat Recovery Boilers"]
[null,null,null,null,null,null,null,null,null,null,null,"23-39 43 17 23","Waste Heat Recovery Heat Exchangers","23-39 43 17 23: Waste Heat Recovery Heat Exchangers"]
[null,null,null,null,null,null,null,null,null,null,null,"23-39 43 17 25","Thermal Oxidation Equipment ","23-39 43 17 25: Thermal Oxidation Equipment "]
[null,null,null,null,null,null,null,null,null,null,null,"23-39 45 11","Liquid Waste Treatment","23-39 45 11: Liquid Waste Treatment"]
[null,null,null,null,null,null,null,null,null,null,null,"23-39 45 11 11","Liquid Waste Decanter","23-39 45 11 11: Liquid Waste Decanter"]
[null,null,null,null,null,null,null,null,null,null,null,"23-39 45 11 13","Bacterial Filter Tanks","23-39 45 11 13: Bacterial Filter Tanks"]
[null,null,null,null,null,null,null,null,null,null,null,"23-39 45 11 15","Liquid Waste Decanters","23-39 45 11 15: Liquid Waste Decanters"]
[null,null,null,null,null,null,null,null,null,null,null,"23-39 45 11 17","Liquid Waste Separators","23-39 45 11 17: Liquid Waste Separators"]
[null,null,null,null,null,null,null,null,null,null,null,"23-39 45 11 19","Liquid Waste Pond and Reservoir Products","23-39 45 11 19: Liquid Waste Pond and Reservoir Products"]
[null,null,null,null,null,null,null,null,null,null,null,"23-39 45 11 19 11","Liquid Waste Pond Covers","23-39 45 11 19 11: Liquid Waste Pond Covers"]
[null,null,null,null,null,null,null,null,null,null,null,"23-39 45 11 19 13","Liquid Waste Pond Liners","23-39 45 11 19 13: Liquid Waste Pond Liners"]
[null,null,null,null,null,null,null,null,null,null,null,"23-39 45 11 21","Additives for Treatment of Liquid Waste","23-39 45 11 21: Additives for Treatment of Liquid Waste"]
[null,null,null,null,null,null,null,null,null,null,null,"23-39 45 11 21 11","Additives for Waste Water and Sewage Treatment","23-39 45 11 21 11: Additives for Waste Water and Sewage Treatment"]
[null,null,null,null,null,null,null,null,null,null,null,"23-39 45 11 21 13","Additives for Residue Treatment","23-39 45 11 21 13: Additives for Residue Treatment"]
[null,null,null,null,null,null,null,null,null,null,null,"23-39 45 13","Liquid Waste Monitoring and Control","23-39 45 13: Liquid Waste Monitoring and Control"]
[null,null,null,null,null,null,null,null,null,null,null,"23-39 45 13 11","Detectors of Water Pollution","23-39 45 13 11: Detectors of Water Pollution"]
[null,null,null,null,null,null,null,null,null,null,null,"23-39 45 15","Solid Waste Disposal Plant Products","23-39 45 15: Solid Waste Disposal Plant Products"]
[null,null,null,null,null,null,null,null,null,null,null,"23-39 45 15 11","Chutes and Collectors","23-39 45 15 11: Chutes and Collectors"]
[null,null,null,null,null,null,null,null,null,null,null,"23-39 45 15 13","Pneumatic Waste Equipment","23-39 45 15 13: Pneumatic Waste Equipment"]
[null,null,null,null,null,null,null,null,null,null,null,"23-39 45 15 15","Incineration Plant","23-39 45 15 15: Incineration Plant"]
[null,null,null,null,null,null,null,null,null,null,null,"23-39 45 15 15 11","Packaged Incinerators","23-39 45 15 15 11: Packaged Incinerators"]
[null,null,null,null,null,null,null,null,null,null,null,"23-39 45 15 17","Crusher Plant","23-39 45 15 17: Crusher Plant"]
[null,null,null,null,null,null,null,null,null,null,null,"23-39 45 15 17 11","Waste Compactors and Destructors","23-39 45 15 17 11: Waste Compactors and Destructors"]
[null,null,null,null,null,null,null,null,null,null,null,"23-39 45 15 19","Baling Plant","23-39 45 15 19: Baling Plant"]
[null,null,null,null,null,null,null,null,null,null,null,"23-39 45 15 21","Pulping Machines","23-39 45 15 21: Pulping Machines"]
[null,null,null,null,null,null,null,null,null,null,null,"23-39 45 17","Solid Waste Handling Products ","23-39 45 17: Solid Waste Handling Products "]
[null,null,null,null,null,null,null,null,null,null,null,"23-39 45 19","Solid Waste Impelling Equipment","23-39 45 19: Solid Waste Impelling Equipment"]
[null,null,null,null,null,null,null,null,null,null,null,"23-39 45 21","Solid Waste Treatment Equipment","23-39 45 21: Solid Waste Treatment Equipment"]
[null,null,null,null,null,null,null,null,null,null,null,"23-39 45 21 11","Solid Waste Compactors, Destructors, and Balers","23-39 45 21 11: Solid Waste Compactors, Destructors, and Balers"]
[null,null,null,null,null,null,null,null,null,null,null,"23-39 45 21 13","Solid Waste Crushers","23-39 45 21 13: Solid Waste Crushers"]
[null,null,null,null,null,null,null,null,null,null,null,"23-39 45 21 15","Solid Waste Pulping Machines","23-39 45 21 15: Solid Waste Pulping Machines"]
[null,null,null,null,null,null,null,null,null,null,null,"23-39 45 21 17","Solid Waste Shredding Machines","23-39 45 21 17: Solid Waste Shredding Machines"]
[null,null,null,null,null,null,null,null,null,null,null,"23-39 45 21 19","Incinerators","23-39 45 21 19: Incinerators"]
[null,null,null,null,null,null,null,null,null,null,null,"23-39 45 21 19 11","Solid Waste Incinerators","23-39 45 21 19 11: Solid Waste Incinerators"]
[null,null,null,null,null,null,null,null,null,null,null,"23-39 45 21 19 13","Packaged Incinerators","23-39 45 21 19 13: Packaged Incinerators"]
[null,null,null,null,null,null,null,null,null,null,null,"23-39 45 23","Solid Waste Monitoring and Control Equipment","23-39 45 23: Solid Waste Monitoring and Control Equipment"]
[null,null,null,null,null,null,null,null,null,null,null,"23-39 45 23 11","Solid Waste Metal Detectors","23-39 45 23 11: Solid Waste Metal Detectors"]
[null,null,null,null,null,null,null,null,null,null,null,"23-39 45 23 13","Solid Waste Detectors for Other Solids","23-39 45 23 13: Solid Waste Detectors for Other Solids"]
[null,null,null,null,null,null,null,null,null,null,null,"23-39 45 25","Solid Waste Collection and Removal Products","23-39 45 25: Solid Waste Collection and Removal Products"]
[null,null,null,null,null,null,null,null,null,null,null,"23-39 45 25 11","Complete Solid Waste Removal Systems","23-39 45 25 11: Complete Solid Waste Removal Systems"]
[null,null,null,null,null,null,null,null,null,null,null,"23-39 45 25 13","Solid Waste Bins","23-39 45 25 13: Solid Waste Bins"]
[null,null,null,null,null,null,null,null,null,null,null,"23-39 45 25 15","Gravity Chute Solid Waste Systems","23-39 45 25 15: Gravity Chute Solid Waste Systems"]
[null,null,null,null,null,null,null,null,null,null,null,"23-39 45 25 17","Refuse Disposal Chutes","23-39 45 25 17: Refuse Disposal Chutes"]
[null,null,null,null,null,null,null,null,null,null,null,"23-39 45 25 17 11","Refuse Hoppers","23-39 45 25 17 11: Refuse Hoppers"]
[null,null,null,null,null,null,null,null,null,null,null,"23-39 45 25 17 13","Refuse Chute Doors","23-39 45 25 17 13: Refuse Chute Doors"]
[null,null,null,null,null,null,null,null,null,null,null,"23-39 45 25 17 15","Refuse Chute Decontamination Units","23-39 45 25 17 15: Refuse Chute Decontamination Units"]
[null,null,null,null,null,null,null,null,null,null,null,"23-39 45 27","Solid Waste Handling Systems","23-39 45 27: Solid Waste Handling Systems"]
[null,null,null,null,null,null,null,null,null,null,null,"23-39 45 27 11","Refuse Compactors","23-39 45 27 11: Refuse Compactors"]
[null,null,null,null,null,null,null,null,null,null,null,"23-39 45 27 13","Refuse Containers","23-39 45 27 13: Refuse Containers"]
[null,null,null,null,null,null,null,null,null,null,null,"23-39 45 27 15","Dust Collectors","23-39 45 27 15: Dust Collectors"]
[null,null,null,null,null,null,null,null,null,null,null,"23-39 45 27 17","Utility Poles","23-39 45 27 17: Utility Poles"]
[null,null,null,null,null,null,null,null,null,null,null,"N/A","N/A","N/A"]

{"sheet":"Development","index":7,"n_rows":270,"n_cols":7,"rows_kept":270,"cut":false,"hidden":true,"merged":[]}
[]
[null,null,{"$f":"'App Data'!$B$4","v":" USACE Facility Data Workbook (FDW) - Version 1.8"}]
[null,null,"FDW Notes"]
[]
[null,null,"RELEASE CHECKLIST:"]
[null,null,"Open VBA developer environment, ALT F11"]
[null,null,"Open Module, mod_Settings"]
[null,null,"Verify that Picklists B4 and the frmAbout Form is updated with the correct version number/date."]
[null,null,"Select PrepareForPublishing subroutine with cursor"]
[null,null,"Press F5 to run subroutine, wait, save and close"]
[null,null,"Routine will lock all necessary tabs, select the default cell, and reset everything in preparation for consistent delivery."]
[]
[]
[null,null,"HIGH LEVEL NEAR TERM PLAN:"]
[null,null,"Create user friendly and high quality facility data entry tool and data transformation platform utilizing COBie Construction Templates approach"]
[null,null,"Emphasis on User Experience and User Interface, separation of data from presentation, ensuring COBie compliant valid data entry, and QA/QC direct feedback."]
[null,null,"Open source embedded macros to provide additional functionality, but not required for basic use."]
[null,null,"Reusable and customizable COBie and Construction Template functions for community and other agency use"]
[null,null,"Integrated QA/QC capabilities for FDW and COBie with no external dependencies or install requirements"]
[null,null,"Provide a customization platform with no barriers to entry, no additional tools or cost required than Excel; \"ALT-F11 is all you need\""]
[null,null,"Pragmatic, user friendly, and production-ready COBie solutions"]
[]
[null,null,"HIGH LEVEL LONG TERM TERM PLAN:"]
[null,null,"Web app for O&M data entry via submittal registry (RMS/ProjNet)"]
[null,null,"Web app tied to form based PxP and M3"]
[null,null,"Web app for project portal"]
[]
[null,null,"DONE:"]
[null,null,"When","Description"]
[null,null,"2015-08-01","Made all tables official Excel Tables and applied logical Named Ranges. All content can now be referenced programmatically or by formula without being impacted by any change of location across cells or tabs. Insert, copy/cut/paste, etc does not break it."]
[null,null,"2015-08-01","Created a custom table format and applied to all tables. \"USACE TableStyle FDW\". "]
[null,null,"2015-08-01","Deleted hundreds of unused table styles using macro. See below. Removed about 200k from filesize."]
[null,null,"2015-08-01","Reorganized tabs to emphasize data entry up front."]
[null,null,"2015-08-01","Numbered tabs to make references easier similar to M3."]
[null,null,"2015-08-01","Changed data entry tab names to include word \"Data\"."]
[null,null,"2015-08-01","Added Required Values tab because there needs to be something that contractually specifies what the required values are other than a pulldown menu or hidden picklists tab. These are the official picklists. Picklist tab now only for hidden report related "]
[null,null,"2015-08-01","Assets.Installation_Date and Assets.Warranty_Start_Date formatted as Excel Simple Date format."]
[null,null,"2015-08-01","Turned off \"change size\" on cell change property for arrow/chevron graphic to prevent distortion on row/column sizing."]
[null,null,"2015-08-01","Changed base font style \"Normal\" to 10pt instead of 11pt for greater info density per pixel while retaining readability."]
[null,null,"2015-08-01","Inserted printing footer for page x of y, date/time."]
[null,null,"2015-08-01","Standardized omniclass delimiter to remove padded spaces."]
[null,null,"2015-08-01","Asset Data 11x17 Tabloid portrait."]
[null,null,"2015-08-01","Set print boundaries."]
[null,null,"2015-08-01","Added version and headers to picklists tab."]
[null,null,"2015-08-01","Added standards quickreference using Excel Group function (plus in margin to toggle on/off). Used formula to point to Required Attributes tabs as master definitions (table headers not possible from what I can tell). Change there will propogate. Intentionally avoided TRANSPOSE function for simplicity sake."]
[null,null,"2015-08-01","Set Page Break Preview for tabs 1-3"]
[null,null,"2015-08-01","all sheets identify the FDW version and refer to picklist tab"]
[null,null,"2015-08-01","created 100 space rows by default and 1000 asset rows. Tested insert works with table formatting."]
[null,null,"2015-08-01","Set picklists for space data and asset data"]
[null,null,"2015-08-01","Verified Sort/Filter lock/protect settings set on all sheets. Background info:: WRONG(Made all table headers in tabs 1-3 unlocked to allow sorting when locked.) Sorting doesn't work if Sort is not enabled in lock settings. Important that headers remain locked so they are not modified."]
[null,null,"2015-08-01","Added Settings tab"]
[null,null,"2015-08-01","Lock worksheets (GROUPS AND HYPERLINKS STILL NOT WORKING)"]
[null,null,"2015-08-01","Sorted values in \"Required Assets (Subset of Omniclass Table 22)\""]
[null,null,"2015-08-01","Fixed typo in \"Required Attributes\" for \"Warrantry\" to \"Warranty\""]
[null,null,"2015-08-01","Ran spellcheck on \"required attributes\" tab, corrected  errors"]
[null,null,"2015-08-01","export GFEBS directly from FDW (eventually will load COBie into memory and write out GFEBS to support other workflows)"]
[null,null,"2015-08-01","Added digital signature so macro security would be better received"]
[null,null,"2015-08-14","Cleared all data validation settings on all data tabs. Were some weird cells "]
[null,null,"2015-08-14","Incorporated rachel/connor/andy abbreviation list to Mappings tab and tab 4 "]
[null,null,"2015-08-14","Finalized template \"prep for publishing\" routines."]
[null,null,"2015-08-14","Fixed data validation which was overwritten every time cells were being written to by vba"]
[null,null,"2015-08-14","Link remaining TO/FROM Required Attributes and tab 1-3 headers  (SEE 1. Facility Data B7 and B8 examples) MAKE DECISION ON PRIOR CELL FIRST (LOCKED CELL SELECTION PROBLEM)"]
[null,null,"2015-08-17","incorporated abbreviation coloring/reasoning to Mappings tab"]
[null,null,"2015-08-17","removed digital signature"]
[null,null,"2015-08-17","locked scrolling on first data column for assets so name is visible as you scroll to the right"]
[null,null,"2015-08-17","incorporated error trapping into export"]
[null,null,"2015-08-17","fixed date on export problem"]
[null,null,"2015-08-17","set \"3. Asset Data\".\"System Designation\" picklist to point to \"=picklist.SystemDesignation\""]
[null,null,"2015-08-17","set \"3. Asset Data\".\"System Classification\" picklist to point to \"=picklist.SystemClassification\""]
[null,null,"2015-08-18","Remove extra rows below tables on tab 5"]
[null,null,"2015-08-18","Removed text after quickstart \" (CLICK ON ONE OF THE FOLLOWING)\""]
[null,null,"2015-08-18","Added proposed floor classification revision."]
[null,null,"2015-08-18","Implemented export of GFEBS.\"Equipment Category\"(E) = lookup FDW.Mappings.\"GFEBS Equipment Category Code\" from FDW.3.\"System Classification\""]
[null,null,"2015-08-20","Added \"Other\" to Tab 6 F13 per decision 8/20"]
[null,null,"2015-08-20","Changed ALL tabs from Page Break Preview to Normal per decision 8/20"]
[null,null,"2015-08-20","Adjusted tab 4 page break per meeting 8/20"]
[null,null,"2015-08-20","Removed use of \"Recommended\" wording per decision 8/20"]
[null,null,"2015-08-20","Removed proposed floor classification and added \"Other\" Tab 6 F13 per decision 8/20"]
[null,null,"2015-08-20","Revised number of rows in tabs 2 and 3 to fit on one page if no data entered. Revised PrepareForPublishing() to reflect 40 rows and 100 rows."]
[null,null,"2015-08-23","Added conditional formatting to tabs 2 and 3 column C to detect duplicate \"Designation\" keys; NOT case sensitive. \"Name1\" and \"NAME1\" are considered duplicate."]
[null,null,"2015-08-23","added excel Data Form feature and associated button as described at https://support.office.com/en-gb/article/Add-edit-find-and-delete-rows-by-using-a-data-form-17bca0a4-3ba5-444a-983c-a8ce70609374. Should include instructions that show that Criteria button is for filtering with wildcards"]
[null,null,"2015-08-23","changed default enter key behavior to \"move to right\" to facilitate rapid row based data entry"]
[null,null,"2015-08-23","fixed bug where user was not able to insert rows in tabs 2 & 3"]
[null,null,"2015-08-23","deleted phantom table styles, reduced file size, added function for future reuse"]
[null,null,"2015-08-23","data tabs header hyperlinking now works; had to turn on 'select locked' in order to get insert row to work which fixed it"]
[null,null,"2015-08-23","Added \"Workbook Summary Totals\" to Instructions tab"]
[null,null,"2015-08-23","Added set zoom 100% to publish routine to automatically set all tabs consistently"]
[null,null,"2015-08-23","Implemented blank cell checking by turning off ignoreblank on data validation and adding data validation to remaining cells."]
[null,null,"2015-08-23","changed data validation tickmark color to red, returns to original on worksheet close"]
[null,null,"2015-08-23","Changed data tabs to allow column/row resizing."]
[null,null,"2015-08-23","set ErrorMessage for all picklists to \"Pick value from list.\""]
[null,null,"2015-08-23","set data validation on dates columns to between 1/1/1900-1/1/3000"]
[null,null,"2015-08-25","changed tab 1 single row height from default 24px to 40px to make facility data single row more prominent"]
[null,null,"2015-08-25","added display column to picklists, split lists into omniclass code and title with display options to be driven by settings; Note, adding display formula to first row ensures formula is included in all cells so it grows/shrinks with table."]
[null,null,"2015-08-25","Sorting tables in tab 6 affects picklists. Filtering does NOT. Recommend putting guidance to users to sort as desired, by name or by number."]
[null,null,"2015-08-25","hid unused columns as per excel-to-tree example"]
[null,null,"2015-08-25","Fixed birgitta's bug; fixed date parsing for cases with no \"T\" in timestamp as in COBie demo files."]
[null,null,"2015-08-26","recommend documenting default table behavior where formulas in the first row are copied to the entire column"]
[null,null,"2015-08-26","fixed bug where WarrantyDurationParts=\"n/a\" crashed import"]
[null,null,"2015-08-26","document that ' FDW.3.\"Warranty Duration\" = COBie.Type.WarrantyDurationParts (there are two different options here)"]
[null,null,"2015-08-26","turned off automatic recalculation on import to speed up import"]
[null,null,"2015-08-26","Importer now imports COBie GUIDs for facility data for later updates. Still need to finish space and asset data."]
[null,null,"2015-08-26","Removed \"System Designation\" picklist, named ranges, and picklist in Asset tab. Per meeting 8/27 the recollection was that the designations would all be left freeform text descriptions and the mapping with GFEBS System Category would be done through mapping with Table 21 shortlist that matches against required Assets."]
[null,null,"2015-08-26","Added some more informative error messages."]
[null,null,"2015-08-28","set required values tab to print on 11x17 portrait"]
[null,null,"2015-08-28","GFEBS template now embedded as a hidden tab and used as basis for export"]
[null,null,"2015-08-28","Removed settings tab and dependency in code for password embedded in sheet. New password ready for public consumption is \"facilitydataworkbook\" so different than M3."]
[null,null,"2015-09-01","changed import function to be a little more efficient"]
[null,null,"2015-09-08","Turned off \"remove personal information from file properties on save\" to remove annoying warning message. This was accidentally turned on and is not on by default."]
[null,null,"FINISH","Changed Required Attirbutes to reflect updates from Ralph"]
[null,null,"2015-09-17","made gfebs tab visible after exporting, was causing error when workbook was in publish-ready mode"]
[null,null,"2015-09-17","removed unused buttons for now to prepare for release"]
[null,null,"2015-09-17","fixed spacet tab formatting and font size past end of table which was causing problems on import"]
[null,null,"2015-09-26","Fixed instruction tab, quicklink to tab 1 facility data changed to named range R1C1"]
[null,null,"2015-10-17","Change dates to be same as COBie without timestamp, ie IfcDate which is ISO8601 international date standard. Changed in code and date format in excel fields"]
[null,null,"2015-11-05","Instructions tab: Reorganized table of contents into two columns, added hyperlinks, removed italics, renumbered to start at 1 instead of 0, increased header row height to 36px"]
[null,null,"2015-11-05","Fixed quickstart link #1; fixed C4 link"]
[null,null,"2015-11-05","Updated note in tab 1, C12"]
[null,null,"2015-11-05","Fixed level designation terminology on tabs 2 and 6"]
[null,null,"2015-11-05","Added * prefix to column headers to indicate picklist."]
[null,null,"2015-11-05","Fixed text formatting, embedded in code even though it seems to slow import/export significantly. 1E10 no longer auto changes to scientific notation."]
[null,null,"2015-11-05","Removed abbreviations until there is more confidence and concurrence."]
[null,null,"2015-11-17","temporary fix made to address excel 2013; follow-up with Connor to resolve"]
[null,null,"2016-05-09","changed default row count to 200 for spaces and 1000 for assets as a workaround fix for copy/paste bug"]
[null,null,"2016-05-09","fixed table 13, added all definitions for space types with minor file size impacts"]
[null,null,"2016-05-09","cleaned up Defined Names broken references using Name Manager"]
[null,null,"2016-08-08","updated URL to use http://go.usa.gov/chcDG  in about menu"]
[null,null,"2016-08-08","Fixed Instructions.E106 typo, FWD to FDW"]
[null,null,"2016-08-08","Inserted \"1. Facility Data.Design Agent\" to column E. Revised COBie Import routine (note no attribute imported to represent either design or construction contractors; also updated Mappings tab documentation). Revised links from tab 1 to tab 5 and from tab 5 to tab 1."]
[null,null,"2016-08-08","updated to left formatting for all cells by updating PrepareSheetsForUse(); tested that import worked correctly"]
[null,null,"2016-08-08","updated version and date in About menu"]
[null,null,"2016-08-08","updated tab 5 column F left justified"]
[null,null,"2016-08-08","reduced size of asset designation column"]
[null,null,"2016-08-08","Fixed all tab 2 and 3 column headers hyperlinks to tab 5"]
[null,null,"2016-08-08","Fixed logo locations on all tabs, added to tab 6"]
[null,null,"2016-08-08","Fixed header row spacing to be consistent across tabs, 20px, 20px, 28px, 56px; fixed column spacing to be consistent across tabs, 23px, 23px"]
[null,null,"2016-08-08","Revised wording on tab 5, E11, change \"contractor name\" to \"contractor organization\""]
[null,null,"2016-08-08","Added OmniClass version release dates to column headers in tab 6."]
[null,null,"2016-08-08","Fixed links to CADBIM Center"]
[null,null,"2016-11-01","updated instructions tab numbers to match tab numbers"]
[null,null,"2017-02-06","updated instructions tab to incorporate design and do cleanup"]
[null,null,"2017-02-06","updated About page form"]
[null,null,"2017-02-06","Check if order can be changed on Tab 6 and reflected on tabs 2&3."]
[null,null,"2017-02-06","Fixed table 21 to GFEBS category catchall. If not blank but not in mapping list then default to C value."]
[null,null,"2017-02-06","Updated all change requests identified in \"PHASE 2 - Example FDW v1.1.dev-2.4-AugustComents.xlsm\" including but not limited to Instructions changes, Asset Classification (table 22) changed to Product Classification (table 23), changed tab 6 required values to prefix with classification number, "]
[null,null,"2017-03-13","Added synonyms to Table 13. Added periods at end of all sentences and removed trailing spaces. Verified that sorting adjusts picklist order."]
[null,null,"2017-04-05","Removed conditional formatting for Space Classification"]
[null,null,"2017-04-05","Fixed InstallDate formatting."]
[null,null,"2017-04-05","Removed Level 1 and 2 from Table 23 picklist to enforce requirement to accommodate a minimum level of detail, initially for BUILDER but also problably relevant for others."]
[null,null,"2017-04-05","Added N/A to end of Table 23 picklist."]
[null,null,"2017-04-05","rename template sheets to wsTemplate_XXXXX"]
[null,null,"2017-04-05","Implemented lookup for Room's Floor given the Room Name"]
[null,null,"2017-04-08","Added ability for space to have a delimeter for components like doors. Added capability to GetFloor given Space Designation. It utilizes the first space."]
[null,null,"2017-04-08","Fixed lock settings on Instructions Tab to ensure that formatting cannot be changed"]
[null,null,"2017-04-08","Made workbook statistics larger"]
[null,null,"2017-04-08","Implemented export of Omniclass to BUILDER Level 1-5"]
[null,null,"2017-04-25","Added google analytics usage tracking. Disabled for now until privacy policy wording is provided."]
[null,null,"2017-06-12","Revised definitions per Andy/Ralph updates."]
[null,null,"2017-09-05","Fixed CountUnique usage for Instructions tab count of Space Types, Asset Types, and Levels. It was overreporting by 1 because the header was being counted."]
[null,null,"2017-09-06","Removed duplicate entry in table 13 for data cener"]
[null,null,"2017-09-06","Added additional synonyms for table 13"]
[null,null,"2018-03-29","Implemented search form for table 13 and table 23"]
[null,null,"2018-03-29","make sure search form, search control is resizable"]
[null,null,"2018-03-29","Fixed capitalization and space prefix for table 13 and 23: \" Dental Visible Light Resin Curing Units\" "]
[null,null,"2018-03-29","Dashboard on instructions tab doesn't update if locked. Actually doesn't update if calculate is set to manual. Fixed."]
[null,null,"2018-03-29","Fixed incorrect count in Dashboard of Space Type, Asset Type, and Level counts."]
[null,null,"2018-03-29","Renamed attribute \"Facility Designation\" to \"Facility RPUID\". Changed submittal stage to remove Design. Removed COBie import of Facility.Name due to semantic change. Fixed export and mapping tables."]
[null,null,"2018-03-29","Renamed attribute \"Facility Description\" to \"Facility Building Number\". Changed submittal stage to remove Design. Removed COBie import of Facility.Description due to semantic change. Fixed export and mapping tables.",null,"BUILDER NOTES"]
[null,null,"2018-03-29","Fixed cell format type for example values in tab 5.",null,"Is CMC value necessary?"]
[null,null,"2018-03-29","Updated values in tab 6 BUILDER Display (col V) to make \"- \" and \"-\" spacing consistent. Removed preceeding spaces on \" General\", \" Unknown\", and \" Other\"."]
[null,null,"2018-03-29","Set all embedded template values to be formatted as Text."]
[null,null,"2018-05-13","ESC key to close for Quick Search dialog boxes"]
[null,null,"2018-05-13","Added Quick Search for quicker and easier navigation of long picksts: Space Classification, Product Classification, and BUILDER Designation"]
[null,null,"2018-05-13","Changed Required Attributes example from \"D20 PLUMBING : D2010 PLUMBING FIXTURES : D201090 OTHER PLUMBING FIXTURES : Stainless Steel Combo Unit (WC/Sink)\" to \"D304008: HVAC, DISTRIBUTION SYSTEMS, AIR HANDLING UNITS - Field Fabricated -  75000 CFM, VAV\" to match tab 6 picklist value and to get closer to other sample values"]
[null,null,"2018-05-13","Search textbox is selected on open so you can type as soon as form opens"]
[null,null,"2018-05-13","Dialog boxes retain last open size and settings by being hidden/shown instead of being recreated on each open"]
[null,null,"2018-05-13","Changed wording on Tab 1 from Facility Data Set to Facility Document Set to match spec."]
[null,null,"2018-05-13","Check for new version on start available from Info > Check For Newer Template Online"]
[null,null,"2018-05-13","Activate FACILITY DATA ribbon on file open to encourage awareness."]
[null,null,"2018-05-18","Fix lost GUI pointer bug"]
[null,null,"2018-05-18","Fixed QuickSearch button not deactivating on worksheet deactivation resulting in staying activated on other tabs in some cases."]
[null,null,"2018-05-18","Implemented SpecsIntact Table of Contents import"]
[null,null,"2018-05-18","Added Quick Search for Asset.Space Designation"]
[]
[]
[]
[]
[]
[]
[]
[null,null,"IN PROGRESS:"]
[null,null,"WHO","Description","Category"]
[null,null,"Van","Cannot sort when worksheet is locked. To replicate: import COBie data, tab 3, sort header for Asset Designation A to Z, error. Sort is enabled in Worksheet Protect settings. Confirmed that header row needs to be unlocked but need to develop macro trigger to prevent modifications to the header row. See comment above.\nTest lock/unlock method described here: http://blog.softartisans.com/2013/10/01/kb-sorting-locked-cells-in-protected-worksheets/","UI"]
[]
[]
[null,null,"TODO:"]
[null,null,"When","Description","Category"]
[null,null,"!","fix sort when table locked","UI"]
[]
[]
[null,null,"ISSUES/IDEAS:"]
[null,null,"When","Description","Category"]
[]
[null,null,null,"check for updates error on 2016 64bit \"certificate error is invalid or incorrect\""]
[null,null,null,"Import Spec PDF"]
[null,null,null,"Training videos for FDW by CAD/BIM Center"]
[null,null,null,"REDO Required Assets tab"]
[null,null,null,"ANDY: add requirement for Acronym and also for acronyms to appear in drawings","UI"]
[null,null,null,"rewrite facility tab to be vertical and add back in facility name and description","UI"]
[null,null,null,"need to add synonyms","UI"]
[null,null,"+","Export GFEBS.\"Warranty e\"(AT) = FDW.3.\"Warranty Start Date\"(P) + FDW.3.\"Warranty Duration\"(Q)","Export"]
[null,null,"+","Import into FDW.3.\"System Designation\" and FDW.3.\"System Classification\". From where??","Import"]
[null,null,"+","System Designation mapping not completed","Export"]
[null,null,"+","gfebs equipment category mapping against table 21 and all subs","Export"]
[null,null,"+","figure out how to deal with protected sheet issue not showing data validation","UI"]
[null,null,"!","picklists like Asset.[Space Designation] should not include blanks and duplicates, and be alphabetized","UI"]
[null,null,"+","Tab 2 Floor Designation should provide picklist of already entered floors. Currently includes duplicates and blanks with named range.","UI"]
[null,null,"+","add deletion of development notes tab on publish routine","Code"]
[null,null,"+","Warranty Description should provide a standard list; can be extended but would improve consistency greatly.","UI"]
[null,null,null,"Import Warranty Duration from COBie with reading of Units. Years should be converted to months.","Import"]
[]
[null,null,null,"Need to add COBie Attribute definitions for Facility RPUID and Facility Building Number","Import"]
[null,null,null,"Import into FDW.3.\"Warranty Priority Code\" = COBie.Attribute.USACE_WarrantyPriorityCode","Import"]
[null,null,null,"Import FDW.1.\"Construction Contractor\" = COBie.Attribute.USACE_ConstructionContractor","Import"]
[null,null,null,"Import into FDW.3.\"Spec Reference\" = COBie.Attribute.UFGS_SpecificationSection","Import"]
[null,null,null,"report fixes to table 13 and table 23 to github","Code"]
[null,null,null,"Address TODO: items in the code","Code"]
[null,null,null,"Create Settings icon.","Code"]
[null,null,null,"set runtime debug mode","Code"]
[null,null,"?","ANDY: Update spec to include requirement for minimum Table 23 level 3 and that use of N/A is permissable.","UI"]
[null,null,null,"ANDY: Update workflow document and somebody do the coloring on the PPT.","UI"]
[null,null,null,"'TODO: verify door case in all other export functions","Code"]
[null,null,null,"'TODO: write COBie data checking/cleaning tools;","QA"]
[null,null,null,"implement checking code","QA"]
[null,null,null,"check for blanks (entire row blank is ok, one cell blank is not ok)","QA"]
[null,null,null,"provide QAQC to verify picklists","QA"]
[null,null,null,"set data validation to check asset designations start with acronyms","QA"]
[null,null,null,"Button to toggle isolating errors","UI, QA"]
[null,null,null,"add buttons (checks: blank, unique, picklist, format; TABLE:Delete blank rows, insert rows, sort by name, by type, copy increment)","UI, QA"]
[null,null,null,"set data validation on emails","QA"]
[null,null,null,"Button to turn on/off data validation.","QA"]
[null,null,null,"Add Workbook Analysis, Compare Files, and Clean Excess Cell Formatting buttons to menu","UI"]
[null,null,null,"Add Data Table to menu","UI"]
[null,null,null,"Tab 3 if instructions are toggled visible, no room for scrolling. Can't see content only header. Recommend not locking header or some alternative.","UI"]
[null,null,null,"IDEA: Remove tab 2, consolidate under Tab 1. Tab 1 for Facility Data (building, floors, spaces), and Tab 2 for Asset Data.","UI"]
[null,null,null,"create github webpage","Open Source"]
[null,null,null,"CTRL home doesn't work when locked?","UI"]
[null,null,null,"Improve COBie import/export performance: write out entire column instead of iterating","Code"]
[null,null,null,"Add import of COBie external GUID/ID for Space and Asset data tabs to mimic Facility data import method using hidden table columns OR use hidden tabs with table keyed by name.","Import"]
[null,null,null,"IDEA: Look into picklist pointing to formula instead of value; if space name changes then update space name on other columns","Code"]
[null,null,null,"add reading COBie Release in addition to Version values on COBie instructions tab on import","Import, UI"]
[null,null,null,"new test dataset that tests mappings and attribute rules","Test"]
[null,null,null,"Add more runtime error messages.","Code"]
[null,null,null,"Idea: add function to quickly copy/insert/increment rows","UI"]
[null,null,null,"Idea: function to delete empty rows","UI"]
[null,null,null,"Data validation still allows incorrect values to be pasted in. It also overwrites data validation. Macro should apply data validation then trigger the data validation \"circle invalid data\" tied to regex","Code"]
[null,null,null,"Test typical data entry size for appropriate column width and word wrap","UI"]
[null,null,null,"Add icon for Microsoft SpreadsheetCompare tool","UI"]
[null,null,null,"IDEA: Experiment with ODBC connection to Revit/iModel","Code"]
[null,null,null,"[Asset Data].[Space Designation] does not seem to be doing data validation correctly ","Code"]
[null,null,null,"Run spellcheck on text heavy tabs like \"required values\"","Code"]
[null,null,null,"IDEA: add cobie mappings to headers in tabs 1-3","UI, Code"]
[null,null,null,"verify omniclass picklists use of space characters around the \" : \"delimeter","Code"]
[null,null,null,"test workbook in browser","Test",null,"   "]
[null,null,null,"Fix spec text formatting field. Spaces? No spaces? Period?"]
[null,null,null,"Calendar picker for date fields."]
[null,null,null,"Add source code license info"]
[null,null,null,"add omniclass and UFGS numbers to table 22 list in mapping","??"]
[null,null,null,"IDEA: Look into xml data mappings to automate xml export.","Code"]
[null,null,null,"IDEA: embed xBIM BCF for IFC import/export and for data validation and review comments export","Code"]

{"sheet":"Mappings","index":8,"n_rows":55,"n_cols":23,"rows_kept":55,"cut":false,"hidden":true,"merged":[[1,1,1,5],[1,7,1,10],[1,12,1,15],[1,17,1,22]]}
[]
[null,"FDW to COBie",null,null,null,null,null,"COBie to GFEBS",null,null,null,null,"Table 21 FDW Required Assets to GFEBS Equipment Category Code",null,null,null,null,"UFGS Division to OmniClass Table 22 to ROBCAD"]
[null,"FDW Tab","FDW Column","COBie 2.4 Tab","COBie 2.4 Column Name","Notes",null,"COBie 2.4 Tab","COBie 2.4 Column","GFEBS Equipment Loadfile Column Name","Notes",null,"GFEBS Equipment Category","GFEBS Equipment Category Code","Table 21 - System Classification","Notes",null,"UFGS Division","OmniClass Table 22","UFGS Number","OmniClass Number","ROBCAD Abbreviation","Notes"]
[null,"1. Facility Data","Project Designation","Facility","ProjectName",null,null,null,null,null,null,null,"1 - Conveying Systems",1,"21-04 10 00: Conveying","Note: all children of each omniclass code will be included in mapping.\nNote: Many Table 21 to one GFEBS Equip Cat Code ok. Many 21 to many GF not ok, one 21 to many GF not ok.",null,"Division 14 - Conveying Equipment","Elevators",null,null,"ELEV"]
[null,"1. Facility Data","Project Description","Facility","ProjectDescription",null,null,null,null,null,null,null,"2 - Plumbing",2,"21-04 20 00: Plumbing",null,null,"Division 21 - Fire Suppression","Fire Pumps",null,null,"P","Represents many different specific items on the list."]
[null,"1. Facility Data","Design Agent","Attribute","Attribute.Name=\"USACE_DesignContractor\", Attribute.SheetName=\"Facility\"",null,null,null,null,null,null,null,"3 - HVAC",3,"21-04 30 00: Heating, Ventilation, and Air Conditioning (HVAC)",null,null,"Division 22 - Plumbing","Domestic Water Pumps",null,null,"P","Represents many different specific items on the list."]
[null,"1. Facility Data","Construction Contractor","Attribute","Attribute.Name=\"USACE_ConstructionContractor\", Attribute.SheetName=\"Facility\"",null,null,null,null,null,null,null,"4 - Fire Protection",4,"21-04 40 00: Fire Protection",null,null,"Division 22 - Plumbing","Backwater Valves",null,null,"V","Represents many different specific items on the list."]
[null,"1. Facility Data","Facility RPUID","Facility","Attribute.Name=\"USACE_FacilityRPUID\", Attribute.SheetName=\"Facility\"",null,null,null,null,null,null,null,"5 - Electrical",5,"21-04 50 00: Electrical",null,null,"Division 22 - Plumbing","Sanitary Sewerage Pumps",null,null,"P","Represents many different specific items on the list."]
[null,"1. Facility Data","Facility Building Number","Facility","Attribute.Name=\"USACE_BuildingNumber\", Attribute.SheetName=\"Facility\"",null,null,null,null,null,null,null,"6 - Kitchen                                                           ",6,"21-05 10 30 80: Foodservice Equipment",null,null,"Division 22 - Plumbing","Facility Packaged Sewage Pumping Stations",null,null,"P","Represents many different specific items on the list."]
[null,"2. Space Data","Space Designation","Space","Name",null,null,null,null,null,null,null,"7 - Storage System",7,"NO MATCH","Not in required asset list. No mapping to #7.",null,"Division 22 - Plumbing","Sump Pumps",null,null,"P","Represents many different specific items on the list."]
[null,"2. Space Data","Space Description","Space","Description",null,null,null,null,null,null,null,"8 - Mechanical",8,"NO MATCH","Unclear on distinction between \"8 - Mechanical\" and \"3 - HVAC\" so chose to stay mapping everything to #3.",null,"Division 22 - Plumbing","General Service Packaged Air Compressors and Receivers",null,null,"COMPRU"]
[null,"2. Space Data","Space Classification","Space","Category",null,null,null,null,null,null,null,"9 - Vehicle Maintenance",9,"21-05 10 10 10: Vehicle Servicing Equipment",null,null,"Division 22 - Plumbing","Electric Domestic Water Heaters",null,null,"HTR"]
[null,"2. Space Data","Space Signage","Space","RoomTag",null,null,null,null,null,null,null,"A - Grounds","A","21-07 00 00: Sitework",null,null,"Division 22 - Plumbing","Fuel-Fired Domestic Water Heaters",null,null,"HTR"]
[null,"2. Space Data","Floor Designation","Space","FloorName","build unique list and populate Floor.Name",null,null,null,null,null,null,"B - Overhead Doors","B","21-02 20 00: Exterior Vertical Enclosures",null,null,"Division 22 - Plumbing","Domestic Water Heat Exchangers",null,null,"HEX"]
[null,"2. Space Data","Floor Classification","Floor","Category",null,null,null,null,null,null,null,"B - Overhead Doors","B","21-03 10 00: Interior Construction",null,null,"Division 23 - Heating, Ventilating, and Air-Conditioning (HVAC)","Facility Fuel Pumps",null,null,"P","Represents many different specific items on the list."]
[null,"3. Asset Data","Asset Designation","Component","Name",null,null,"Component","Description","Description",null,null,"C - Other","C","XX-Catchall","All other non-empty numbers will be assigned to C.",null,"Division 23 - Heating, Ventilating, and Air-Conditioning (HVAC)","Fire Dampers",null,null,"DMPR"]
[null,"3. Asset Data","Asset Description","Component","Description",null,null,"Space","Name","Room",null,null,null,null,null,null,null,"Division 23 - Heating, Ventilating, and Air-Conditioning (HVAC)","Smoke-Control Dampers",null,null,"SDMPR"]
[null,"3. Asset Data","Space Designation","Space","Name",null,null,null,null,null,null,null,null,null,null,null,null,"Division 23 - Heating, Ventilating, and Air-Conditioning (HVAC)","HVAC Fans",null,null,"FAN "]
[null,"3. Asset Data","Spec Reference","Attribute","Attribute.Name=\"UFGS_SpecificationSection\", Attribute.SheetName=\"Type\"",null,null,null,null,null,null,null,null,null,null,null,null,"Division 23 - Heating, Ventilating, and Air-Conditioning (HVAC)","Constant-Air-Volume Units",null,null,"ATERM"]
[null,"3. Asset Data","Asset Classification","Type","Category",null,null,null,null,null,null,null,null,null,null,null,null,"Division 23 - Heating, Ventilating, and Air-Conditioning (HVAC)","Variable-Air-Volume Units",null,null,"ATERM"]
[null,"3. Asset Data","System Designation","System","Name",null,null,null,null,null,null,null,null,null,null,null,null,"Division 23 - Heating, Ventilating, and Air-Conditioning (HVAC)","Ventilation Hoods",null,null,"HD","Extrapolated from other similar abbreviations (not officially listed)"]
[null,"3. Asset Data","System Classification","System","Category",null,null,null,null,null,"Tag in GFEBS?",null,null,null,null,null,null,"Division 23 - Heating, Ventilating, and Air-Conditioning (HVAC)","Heating Boilers",null,null,"BLR"]
[null,"3. Asset Data","Tag Number","Component","TagNumber",null,null,"Contact","Company","Manufacturer",null,null,null,null,null,null,null,"Division 23 - Heating, Ventilating, and Air-Conditioning (HVAC)","Boiler Feedwater Pumps",null,null,"P","Represents many different specific items on the list."]
[null,"3. Asset Data","Manufacturer","Contact","Company",null,null,"Type","ModelNumber","Modelnumber",null,null,null,null,null,null,null,"Division 23 - Heating, Ventilating, and Air-Conditioning (HVAC)","Furnaces",null,null,"FURN"]
[null,"3. Asset Data","Manufacturer Model Number","Type","ModelNumber",null,null,"Component","SerialNumber","ManufserialNo.",null,null,null,null,null,null,null,"Division 23 - Heating, Ventilating, and Air-Conditioning (HVAC)","Fuel-Fired Heaters",null,null,"UH"]
[null,"3. Asset Data","Serial Number","Component","SerialNumber",null,null,null,null,null,null,null,null,null,null,null,null,"Division 23 - Heating, Ventilating, and Air-Conditioning (HVAC)","Heat Exchangers for HVAC",null,null,"HEX"]
[null,"3. Asset Data","Manufacturer Email","Type","Manufacturer","build unique list and populate Contact.Name",null,"Component","InstallationDate","Vaild From","GFEBS typo is as received from developers.",null,null,null,null,null,null,"Division 23 - Heating, Ventilating, and Air-Conditioning (HVAC)","Refrigerant Compressors",null,null,"RCOMP","Extrapolated from other similar abbreviations (not officially listed)"]
[null,"3. Asset Data","Installation Date","Component","InstallationDate",null,null,"Type","WarrantyStartDate","Begin Guar,Start-up d","Verify two fields to be populated in GFEBS",null,null,null,null,null,null,"Division 23 - Heating, Ventilating, and Air-Conditioning (HVAC)","Refrigerant Condensers",null,null,"RCU"]
[null,"3. Asset Data","Warranty Start Date","Type","WarrantyStartDate",null,null,null,null,null,null,null,null,null,null,null,null,"Division 23 - Heating, Ventilating, and Air-Conditioning (HVAC)","Packaged Water Chillers",null,null,"PKGWCH","Extrapolated from other similar abbreviations (not officially listed)"]
[null,"3. Asset Data","Warranty Duration","Type","WarrantyDurationUnit=\"Months\"\nWarrantyGuarantorParts=Manufacturer Email, WarrantyGuarantorLabor=blank, WarrantyDurationParts=Warranty Duration, WarrantyDurationLabor=blank",null,null,null,null,null,null,null,null,null,null,null,null,"Division 23 - Heating, Ventilating, and Air-Conditioning (HVAC)","Cooling Towers",null,null,"CLGTWR"]
[null,"3. Asset Data","Warranty Description","Type","WarrantyDescription",null,null,null,null,null,null,null,null,null,null,null,null,"Division 23 - Heating, Ventilating, and Air-Conditioning (HVAC)","Indoor Central-Station Air-Handling Units",null,null,"AHU","Extrapolated from other similar abbreviations (not officially listed)"]
[null,"3. Asset Data","Warranty Priority Code","Attribute","Attribute.Name=\"UFGS_WarrantyPriorityCode\", Attribute.SheetName=\"Type\"",null,null,null,null,null,null,null,null,null,null,null,null,"Division 23 - Heating, Ventilating, and Air-Conditioning (HVAC)","Packaged Outdoor HVAC Equipment",null,null,"HVACEQPT","Extrapolated from other similar abbreviations (not officially listed)"]
[null,null,null,null,null,null,null,null,null,null,null,null,null,null,null,null,null,"Division 23 - Heating, Ventilating, and Air-Conditioning (HVAC)","Custom-Packaged Outdoor HVAC Equipment",null,null,"HVACEQPT","Extrapolated from other similar abbreviations (not officially listed)"]
[null,"Calculated Fields",null,null,null,null,null,"Calculated Fields",null,null,null,null,null,null,null,null,null,"Division 23 - Heating, Ventilating, and Air-Conditioning (HVAC)","Evaporative Air-Cooling Equipment",null,null,"ECU"]
[null,"FDW Tabs","FDW Columns","COBie Tab","COBie Column","Naming Rule",null,"GFEBS Column","Method","Notes",null,null,null,null,null,null,null,"Division 23 - Heating, Ventilating, and Air-Conditioning (HVAC)","Decentralized Unitary HVAC Equipment",null,null,"HVACEQPT","Extrapolated from other similar abbreviations (not officially listed)"]
[null,"3. Asset Data","Manufacturer,Manufacturer Model Number","Type","Name","[Manufacturer]_[Manufacturer Model Number]",null,"record_num","unique integer increment",null,null,null,null,null,null,null,null,"Division 23 - Heating, Ventilating, and Air-Conditioning (HVAC)","Convection Heating and Cooling Units",null,null,"HVACEQPT","not known"]
[null,null,null,null,null,null,null,"Equipment Category","lookup [GFEBS Equipment Category Code] using [6. Required Values#[Omniclass Code]] against Mappings.[FDW.3.[System Classification]]","* NOTE: all children of each omniclass code will be included in mapping.\n* NOTE: Many Table 21 to one GFEBS Equip Cat Code ok. Many 21 to many GF not ok, one 21 to many GF not ok.\n* NOTE: All other numbers will be assigned to C.",null,null,null,null,null,null,null,"Division 23 - Heating, Ventilating, and Air-Conditioning (HVAC)","Radiant Heating Units",null,null,"UH","Represents many different specific items on the list."]
[null,null,null,null,null,null,null,"Warranty e","Type.WarrantyStartDate+Type.WarrantyDuration",null,null,null,null,null,null,null,null,"Division 26 - Electrical","Medium-Voltage Transformers",null,null,"XFMR","Represents many different specific items on the list."]
[null,null,null,null,null,null,null,"Comp","Value=\"ARMY\"","Company Code default to ARMY",null,null,null,null,null,null,null,"Division 26 - Electrical","Medium-Voltage Switchgear",null,null,"SWGR","Represents many different specific items on the list."]
[null,null,null,null,null,null,null,"Busi","Value=\"ARMY\"","Business Area default to ARMY",null,null,null,null,null,null,null,"Division 26 - Electrical","Medium-Voltage Metering",null,null,"VM"]
[null,null,null,null,null,null,null,null,null,null,null,null,null,null,null,null,null,"Division 26 - Electrical","Low-Voltage Transformers",null,null,"LVXFMR","added \"LV\" to distinguish from High or Medium Voltage"]
[null,null,null,null,null,null,null,null,null,null,null,null,null,null,null,null,null,"Division 26 - Electrical","Low-Voltage Switchgear",null,null,"LVSWGR","added \"LV\" to distinguish from High or Medium Voltage"]
[null,null,null,null,null,null,null,null,null,null,null,null,null,null,null,null,null,"Division 26 - Electrical","Switchboards and Panelboards",null,null,"EPB","Extrapolated from other similar abbreviations (not officially listed)"]
[null,null,null,null,null,null,null,null,null,null,null,null,null,null,null,null,null,"Division 26 - Electrical","Static Uninterruptible Power Supply",null,null,"UPS"]
[null,null,null,null,null,null,null,null,null,null,null,null,null,null,null,null,null,"Division 28 - Electronic Safety and Security","Fire Detection and Alarm Annunciation Panels and Fire Stations",null,null,"FDPNL","Extrapolated from other similar abbreviations (not officially listed)"]
[null,null,null,null,null,null,null,null,null,null,null,null,null,null,null,null,null,"Division 33 - Utilities","Water Utility Pumping Stations",null,null,"PS"]
[null,null,null,null,null,null,null,null,null,null,null,null,null,null,null,null,null,"Division 33 - Utilities","Water Supply Wells",null,null,"WELL"]
[null,null,null,null,null,null,null,null,null,null,null,null,null,null,null,null,null,"Division 33 - Utilities","Packaged Utility Lift Stations",null,null,"LS"]
[null,null,null,null,null,null,null,null,null,null,null,null,null,null,null,null,null,"Division 33 - Utilities","Packaged Utility Wastewater Pumping Stations",null,null,"PS"]
[null,null,null,null,null,null,null,null,null,null,null,null,null,null,null,null,null,"Division 33 - Utilities","Fuel-Oil Pumps",null,null,"P","Represents many different specific items on the list."]
[null,null,null,null,null,null,null,null,null,null,null,null,null,null,null,null,null,"Division 33 - Utilities","Gasoline Pumps",null,null,"P","Represents many different specific items on the list."]
[null,null,null,null,null,null,null,null,null,null,null,null,null,null,null,null,null,"Division 33 - Utilities","Diesel Fuel Pumps",null,null,"P","Represents many different specific items on the list."]
[null,null,null,null,null,null,null,null,null,null,null,null,null,null,null,null,null,"Division 33 - Utilities","Utility Transformers",null,null,"XFMR"]
[null,null,null,null,null,null,null,null,null,null,null,null,null,null,null,null,null,"Division 33 - Utilities","High-Voltage Switchgear and Protection Devices",null,null,"HVSWGR","Added \"HV\" to distinguish from Low or Medium (Medium is non modified)"]
[null,null,null,null,null,null,null,null,null,null,null,null,null,null,null,null,null,"Division 33 - Utilities","Medium-Voltage Utility Switchgear and Protection Devices",null,null,"SWGR"]

{"sheet":"App Data","index":9,"n_rows":11,"n_cols":2,"rows_kept":11,"cut":false,"hidden":true,"merged":[]}
[]
[null,"Report Titles"]
[null,"INSTRUCTIONS"]
[null," USACE Facility Data Workbook (FDW) - Version 1.8"]
[null,"FACILITY DATA"]
[null,"SPACE DATA"]
[null,"ASSET DATA"]
[null,"REQUIRED ASSETS"]
[null,"REQUIRED ATTRIBUTES"]
[null,"REQUIRED ATTRIBUTE VALUES"]
[null,"WORKBOOK SETTINGS"]

{"sheet":"GFEBS EQUIP UPLOAD TEMPLATE","index":10,"n_rows":2,"n_cols":55,"rows_kept":2,"cut":false,"hidden":true,"merged":[]}
["record_num","class","Char","Valid On","Equipment Category","Equipment","classtype","characteristics","values","Description","Cla","Vaild From","Manufacturer","Man","Model number","Cons","Co","ManufPartNo.","ManufserialNo.","Plant","Planner group","Main Wor","Plan","Catalog p","Main","Room","Plant section","Work Cen","Sort Field","Object Typ","Weight","Size/Dimension","Start-up d","Comp","Busi","Asset","Asse","Cost Cente","WBS Element","Functional Loc.","Superord. Equip.","Posi","TechIdentNo.","ConstType","Begin Guar","Warranty e","Master Warranty","I","P","Vendor","Customer","End Custom","Operator","Delivery D","Partner Func"]
["Sequential number for each record starting with number 1",null,null,null,"Enter a number specifying the category of equipment: \n1 - Conveying Systems\n2 - Plumbing\n3 - HVAC\n4 - Fire Protection\n5 - Electrical\n6 - Kitchen                            7 - Storage System          8 - Mechanical                       9 - Vehicle Maintenance A - Grounds                  B - Overhead Doors        C - Other",null,null,null,null,"Enter a description for the piece of equipment. (40 CHAR MAX)","Default to 002","mm/dd/yyyy","Enter the manufacturer","Enter Manufacturing Country US, MX, Etc.","Enter Model Number",null,null,"Enter Manufacturer Part Number","Enter Manufacturer Serial Number",null,"Default Planner Group May want to use if planning on creating Prevtative Maint plans",null,"Planning Plant",null,"Maint Plant",null,null,"Default Work Center if applicable","Free Text field that you can use for a garrison specific purpose, such as the equipment number from a legacy maint system",null,null,null,"Start up date, Date installed","Company Code  Default to ARMY","Business Area Default to ARMY",null,null,null,"MFES WBS element associated to the Building Functional Location Unless it is a Reimbursable customers piece of equipment","Must exist in system if this is a new functional location you will have to create the functional location first",null,null,null,null,"Warranty Begin date MM/DD/YYYY","Warranty End date MM/DD/YYYY"]

{"sheet":"BUILDER-EquipMapper","index":11,"n_rows":1,"n_cols":27,"rows_kept":1,"cut":false,"hidden":true,"merged":[]}
["ID","FacilityNumber","FacilityName","FacilityRPUID","Level1","Level2","Level3","Level4","Level5","UniqueIdentifier","WarrantyCompany","WarrantyStartDate","Capacity","CapacityUnit","Spec","SpecUnit","Location","Rooms","MfgName","ModelNo","MfgSerialNo","InstallYear","Quantity","Floor","Comments","ConditionRating","ConditionDate"]

{"sheet":"ePRISMS Room by Room Template","index":12,"n_rows":4,"n_cols":9,"rows_kept":4,"cut":false,"hidden":true,"merged":[]}
["PRISMS Room by Room Data Collection",null,null,null,null,"Date: ________","Site Code: ______________   CCN: ____________","Building Number: ________"]
[null,null,null,null,null,"Surveyed By: __________","Building Name: _______________________"]
[]
[null,"Room #","Room Name","Space Code Type","Tenant Unit 1 (predominant)","Tenant Unit 2 ","Personnel Count /Rank / Grade","Capacity (optional)","Vacant?"]

{"sheet":"GSA Maximo Uploader Template","index":13,"n_rows":1,"n_cols":61,"rows_kept":1,"cut":false,"hidden":true,"merged":[]}
["Add / Remove / Update / Blank","Comments / Notes","ASSETNUM","ASSETTAG","ASSETTYPE\n(changes may require additional updates in NCMMS)","CLASSSTRUCTUREID","DESCRIPTION\n(changes may require additional updates in NCMMS)","DESCRIPTION_LONGDESCRIPTION","EQ1","FAILURECODE","GLACCOUNT","GSAASSET1","GSAASSETYEAR ","GSABARCODE","GSACRITICALITYCLASSIFICATION","GSACSIMF2004","GSADATEENERGIZED","GSADATERETIRED","GSAEQUIPMENTID","GSAEQUIPMENTOWNER","GSAFACTS","GSAGSACLASS","GSALEGACYLOC","GSALIFECYCLEENDDATE","GSAMAINTENANCERESPONSIBILITY","GSAMAKE","GSAMANUFACTUREYEAR","GSAMODELNO","GSAOMNICLASSTABLE21","GSAOMNICLASSTABLE23","GSAQUANTITY","GSARCMCRITICALITY","GSARCMFAILURECONSEQUENCE","GSARCMFAILUREPROBABILITY","GSARCMFUNCTION","GSARCMMAC","GSARCMRUNTOFAIL","GSARCMTASKREFERENCE","GSAREVIEWCOMMENTS","GSAREVIEWDATE","GSAREVIEWFLAG","GSARSMPMCODE","GSATENANT","GSATENANTSYSTEMID","GSATESTTYPE","GSAUNIFORMATDESCRIPTION","GSAUNIFORMATII","INSTALLDATE","LOCATION","MANUFACTURER","MODELID","ORGID","PARENT","PRIORITY","PRODUCTID","PURCHASEPRICE","REPLACECOST","SADDRESSCODE","SERIALNUM","AS_SITEID","STATUS"]